{"text_format":"3","workbook":"xlsx","n_sheets":3,"sheets":["Лист1","Новые позиции","Лист3"],"not_rendered":{"macros":1,"defined_names":1},"read":"whole","date_system":"1900"}

{"sheet":"Лист1","index":0,"n_rows":12690,"n_cols":6,"rows_kept":12690}
["Номер продукта","Что это","Наименование продукта","Прайс-лист 1.03.2015, Евро с НДС","Группа продукта"]
[96076289,"Комплект из 1 электрода VNI 1-10 для шкафов управления LC(D) 110 GRUNDFOS","1 electrode VNI 1-10 10m cable",113,"Z"]
[96972900,"Комплект манжеты для входа DN110 (для пластиковой трубы) \"Эконом-вариант\" (без крепежных деталей) GRUNDFOS","1000/110 inlet connector SAKO",36,"Z"]
[97658426,"Комплект манжеты для входа DN160 (для пластиковой трубы) \"Эконом-вариант\" (без крепежных деталей) GRUNDFOS","1000/160 inlet connector SAKO",62,"Z"]
[96001980,"Колено 90° из оцинков.cтали (внутр. резьба/наружн. резьба) GRUNDFOS","2\" R/Rp Winkel 90A",22,"Z"]
[96246923,"Манжета под подводящий патрубок DN160 GRUNDFOS","2200/160 Inlet pipe, d=160mm",293,"Z"]
[91713437,"Комплект из 4 электродов VNI 4-10 для шкафов управления LC(D) 110 GRUNDFOS","4 electrodes VNI4-10 10m cable",249,"Z"]
[62500015,"Комплект стандартных поплавковых выключателей с кабелем 10 м и кронштейном для крепления (4 попл.выкл., кабель 10м) GRUNDFOS","4 float switch MS1, w.wallhanger",432,"Z"]
[96609014,"Кабель со штекером для DMX-AR,DMH-AR, DDA, DDC, DDI (длина кабеля 2 м) GRUNDFOS","4-pole M12 2M cable socket 2+4",42,"ZM1"]
[96609016,"Кабель со штекером для DMX-AR,DMH-AR, DDA, DDC, DDI (длина кабеля 5 м) GRUNDFOS","4-pole M12 5M cable socket 2+4",49,"ZM1"]
[96609017,"Кабель сигнализации со штекером для DMX-AR,DMHAR, DDA, DDC, DDI (длина кабеля 2 м) GRUNDFOS","4-pole M12 plug 2M cable socket 3",42,"ZM1"]
[96609019,"Кабель сигнализации со штекером для DMX-AR,DMHAR, DDA, DDC, DDI (длина кабеля 5 м) GRUNDFOS","4-pole M12 plug 5M cable socket 3",49,"ZM1"]
[98348094,"Комплект манжеты для входа DN110 (для пластиковой трубы) С комплектом крепежа GRUNDFOS","Acc, 1400/110 inlet connector",195,"Z"]
[98347613,"Комплект манжеты для входа DN160 (для пластиковой трубы) С комплектом крепежа GRUNDFOS","Acc, 1400/160 Inlet pipe, d=160mm",303,"Z"]
[98347644,"Комплект манжеты для входа DN200 (для пластиковой трубы) С комплектом крепежа GRUNDFOS","Acc, 1400/200 Inlet pipe, d=200mm",366,"Z"]
[98348066,"Комплект манжеты для входа DN250 (для пластиковой трубы) С комплектом крепежа GRUNDFOS","Acc, 1400/250 Inlet pipe, d=250mm",519,"Z"]
[98347979," Комплект манжеты для входа DN315 (для пластиковой трубы) С комплектом крепежа GRUNDFOS","Acc, 1400/315 Inlet pipe, d=315mm",645,"Z"]
[120125,"Переходный фланец для SP и SPN DN 50, PN 16/40 GRUNDFOS","Acc, Flange R2½ x DN50 PN16/40",200,"Z"]
[120126,"Переходный фланец для SP и SPN DN 65, PN 16/40 GRUNDFOS","Acc, Flange R2½ x DN65 PN16/40",219,"Z"]
[130189,"Переходный фланец для SP и SPN DN 100, PN 16/40 GRUNDFOS","Acc, Flange R3 x DN100 PN40 EN 1.4308",265,"Z"]
[130188,"Переходный фланец для SP и SPN DN 80, PN 16/40 GRUNDFOS","Acc, Flange R3 x DN80 PN16/40 EN 1.4308",258,"Z"]
[130187,"Переходный фланец для SP и SPN DN 65, PN 16/40 GRUNDFOS","Acc, Flange R3x DN65 PN16/40 EN 1.4308",246,"Z"]
[140071,"Переходный фланец для SP и SPN DN 100, PN 16/40 GRUNDFOS","Acc, Flange R4 x DN100 PN40 EN 1.4308",293,"Z"]
[160148,"Переходный фланец для SP и SPN DN 100, PN 16/40 GRUNDFOS","Acc, Flange R5xDN100 PN40 EN 1.4308",417,"Z"]
[160150,"Переходный фланец для SP и SPN DN 150, PN 16/40 GRUNDFOS","Acc, Flange R5xDN150 PN40 EN 1.4308",515,"Z"]
[170160,"Переходный фланец для SP и SPN DN 150, PN 16/40 GRUNDFOS","Acc, Flange R6 x DN150 PN40 EN 1.4308",547,"Z"]
[170161,"Переходный фланец для SP и SPN DN 200, PN 16 GRUNDFOS","Acc, Flange R6 x DN200 PN16 EN 1.4308",696,"Z"]
[170162,"Переходный фланец для SP и SPN DN 200, PN 40 GRUNDFOS","Acc, Flange R6xDN200 PN40 EN 1.4308",{"v":1003,"d":"1,003"},"Z"]
[96658626,"Термодатчик PT100 c кабелем 20 м GRUNDFOS","Acc, PT100 20m for MP204 / MS6000",487,"Z"]
[96658634,"Термодатчик PT100 c кабелем 40 м GRUNDFOS","Acc, PT100 40m for MP204 /MMS10\" and 12\"",970,"Z"]
[98348050,"Конический переходник DN80/DN100 Для напорного патрубка, нержавеющая сталь GRUNDFOS","Acc,Pipe reducer 100/80 AISI316 flanges",672,"Z"]
[120127,"Переходный фланец для SP и SPN DN 80, PN 16/40 GRUNDFOS","Acc. Flange R2½ x DN80 PN16/40 EN 1.4308",239,"Z"]
[160149,"Переходный фланец для SP и SPN DN 125, PN 16/40 GRUNDFOS","Acc. Flange R5xDN125 PN40 EN 1.4308",430,"Z"]
[170159,"Переходный фланец для SP и SPN DN 125, PN 16/40 GRUNDFOS","Acc. Flange R6 x DN125 PN40 EN 1.4308",530,"Z"]
[95730726,"Переходники для линии подвода разбавляющей воды к Oxiperm GRUNDFOS","Acc.inlays PVC-F,pipe cement.d.12mm",8,"ZM1"]
["00ID9091","Переходник со шлангом длиной 1,0 м для взятия проб GRUDFOS","ADAPTER  PVC/PVDF MP1",167,"Z"]
["1A108404","Муфта из хромоникелевой стали 1.4401, для соединения насоса MP 1 со стояком GRUNDFOS","Adapter f/riser pipe PVC cpl.",45,"Z"]
[96449484,"Переходник фланцевый для BM(B)6\", BM(B)8\" DN100 PN16 GRUNDFOS","Adapter flange 3\" victaulic/DN100 PN16",447,"Z"]
[96449486,"Переходник фланцевый для BM(B)6\", BM(B)8\" DN80 PN16 GRUNDFOS","Adapter flange 3\" victaulic/DN80 PN16",370,"Z"]
[96449487,"Переходник фланцевый для BM(B)6\", BM(B)8\" DN80 PN40 GRUNDFOS","Adapter flange 3\" victaulic/DN80 PN40",433,"Z"]
[96449488,"Переходник фланцевый для BM(B)6\", BM(B)8\" DN100 PN16 GRUNDFOS","Adapter flange 4\" victaulic/DN100 PN16",460,"Z"]
[96449489,"Переходник фланцевый для BM(B)6\", BM(B)8\" DN100 PN40 GRUNDFOS","Adapter flange 4\" victaulic/DN100 PN40",513,"Z"]
[96449490,"Переходник фланцевый для BM(B)6\", BM(B)8\" DN125 PN16 GRUNDFOS","Adapter flange 5\" victaulic/DN125 PN16",553,"Z"]
[96449491,"Переходник фланцевый для BM(B)6\", BM(B)8\" DN125 PN40 GRUNDFOS","Adapter flange 5\" victaulic/DN125 PN40",658,"Z"]
[96449492,"Переходник фланцевый для BM(B)6\", BM(B)8\" DN150 PN16 GRUNDFOS","Adapter flange 6\" victaulic/DN150 PN16",679,"Z"]
[96449493,"Переходник фланцевый для BM(B)6\", BM(B)8\" DN150 PN40 GRUNDFOS","Adapter flange 6\" victaulic/DN150 PN40",865,"Z"]
[96449745,"Переходник с наружной резьбой или фланцевым соединением для исполнения Flexi Clamp GRUNDFOS","Adapter set N, flange, EPDM",141,"Z"]
[96449900,"Переходник с наружной резьбой или фланцевым соединением для исполнения Flexi Clamp GRUNDFOS","Adapter set N, flange, FKM",150,"Z"]
[96449747,"Овальный фланец из нержавеющей стали под основание Flexi Clamp GRUNDFOS","Adapter set N, Rp1 1/4, PN16",33,"Z"]
[96449746,"Овальный фланец из нержавеющей стали под основание Flexi Clamp GRUNDFOS","Adapter set N, Rp1, PN16",33,"Z"]
[96449743,"Переходник с наружной резьбой или фланцевым соединением для исполнения Flexi Clamp GRUNDFOS","Adapter set N, UNION (G2 B), EPDM",113,"Z"]
[96449744,"Переходник с наружной резьбой или фланцевым соединением для исполнения Flexi Clamp GRUNDFOS","Adapter set N, UNION (G2 B), FKM",125,"Z"]
[96449749,"Овальный фланец из чугуна под основание Flexi Clamp GRUNDFOS","Adapter set, Rp1 1/4, PN16",38,"Z"]
[96449748,"Овальный фланец из чугуна под основание Flexi Clamp GRUNDFOS","Adapter set, Rp1, PN16",38,"Z"]
[96578891,"Переходник для монтажа насоса SEG на авт. Трубной муфте от насоса APG (до APG 50.31 вкл.) GRUNDFOS","Adaptor DN40/DN40 SEG for APG Base",273,"Z"]
[62500021,"Сирена аварии для наружного монтажа, питание от 1 x 230 В, 50 Гц GRUNDFOS","Alarm ext. 220 V",188,"Z"]
[62500022,"Сирена аварии для монтажа внутри помещения, питание от 1 x 230 В, 50 Гц GRUNDFOS","Alarm int. 220 V",121,"Z"]
[91075516,"Проблесковый маячок аварии GRUNDFOS","ALARM LAMP 1X230V YELLOW WERMA",178,"Z"]
[95906254,"Модуль сигнализации для насосов UPS xx-25, UPS xx-55, UPS xx-80, UPS xx-100 GRUNDOS","Alarm module cpl., UP26",103,"Z"]
[97936209,"Система контроля Alarm PCB CONLIFT GRUNDFOS","Alarm PCB Conlift",51,"Z"]
[97772315,"Устройство аварийной сигнализации GRUNDFOS","Alarm PCB with buzzer",41,"Z"]
[98520745,"Насос GRUNDFOS","ALPHA2 25-40 180 1x230V 50Hz 6H RU",230,"A2"]
[97993199,"Насос GRUNDFOS","ALPHA2 25-40 A 180 1x230V 50Hz 6H",263,"A2"]
[97993209,"Насос GRUNDFOS","ALPHA2 25-40 N 180 1x230V 50Hz 6H",435,"A2"]
[98520749,"Насос GRUNDFOS","ALPHA2 25-60 180 1x230V 50Hz 6H RU",261,"A2"]
[97993202,"Насос GRUNDFOS","ALPHA2 25-60 A 180 1x230V 50Hz 6H",301,"A2"]
[97993211,"Насос GRUNDFOS","ALPHA2 25-60 N 180 1x230V 50Hz 6H",503,"A2"]
[98520750,"Насос GRUNDFOS","ALPHA2 32-40 180 1x230V 50Hz 6H RU",259,"A2"]
[98520754,"Насос GRUNDFOS","ALPHA2 32-60 180 1x230V 50Hz 6H RU",285,"A2"]
[98094952,"Насос GRUNDFOS","ALPHA2 L 20-45 N 150 1x230V 50Hz 6H",464,"A2"]
[95047561,"Насос GRUNDFOS","ALPHA2 L 25-40 130 1x230V 50Hz 6H",187,"A2"]
[98257789,"Насос GRUNDFOS","ALPHA2 L 25-40 180 1x230V 50Hz 6H RU",150,"A2"]
[95047563,"Насос GRUNDFOS","ALPHA2 L 25-60 130 1x230V 50Hz 6H",224,"A2"]
[98286490,"Насос GRUNDFOS","ALPHA2 L 25-60 180 1x230V 50Hz 6H RU",180,"A2"]
[98286501,"Насос GRUNDFOS","ALPHA2 L 32-40 180 1x230V 50Hz 6H RU",160,"A2"]
[98286503,"Насос GRUNDFOS","ALPHA2 L 32-60 180 1x230V 50Hz 6H RU",190,"A2"]
[96113490,"Мешалка GRUNDFOS","AMD07.18.1410 3x400V , 10m no plug",{"v":1326,"d":"1,326"},"J3"]
[96411715,"TS 2 N/T Электронно-механический таймер с суточным диском GRUNDFOS","Analog 24-hour time switch TS2N/T",64,"Z"]
[96411716,"TS 2 N/W Электронно-механический таймер с недельным диском GRUNDFOS","Analog week time switch TS2N/W",67,"Z"]
[97631957,"GSM-антенна GRUNDFOS","Antenna, Desk mounting cpl. GSM",77,"Z"]
[97631956,"GSM-антенна GRUNDFOS","Antenna, Roof mounting cpl. GSM",82,"Z"]
[96835728,"Насос GRUNDFOS","APG.50.65.3  3x400V 10m, w.moist.sens",{"v":5345,"d":"5,345"},"J2"]
[96835731,"Насос GRUNDFOS","APG.50.92.3   3x400V 10m, w.moist.sens",{"v":5954,"d":"5,954"},"J2"]
[96782483,"Система автоматической трубной муфты, включая болты, гайки, прокладку, колено-основание, верхнее крепление направляющих. Чугун с эпоксидным покрытием GRUNDFOS","Auto coupling  DN250 PN10 G",{"v":2802,"d":"2,802"},"Z"]
[96782484,"Система автоматической трубной муфты, включая болты, гайки, прокладку, колено-основание, верхнее крепление направляющих. Чугун с эпоксидным покрытием GRUNDFOS","Auto coupling  DN300 PN10 G",{"v":4337,"d":"4,337"},"Z"]
[96090994,"Система автоматической трубной муфты, включая болты, гайки, прокладку, колено-основание, верхнее крепление направляющих. Чугун с эпоксидным покрытием GRUNDFOS","Auto coupling DN100 cpl.",618,"Z"]
[96102240,"Система автоматической трубной муфты, включая болты, гайки, прокладку, колено-основание, верхнее крепление направляющих. Чугун с эпоксидным покрытием GRUNDFOS","Auto coupling DN100/80 cpl.",678,"Z"]
[96102241,"Система автоматической трубной муфты, включая болты, гайки, прокладку, колено-основание, верхнее крепление направляющих GRUNDFOS","Auto coupling DN150/100 cpl.",{"v":1277,"d":"1,277"},"Z"]
[96090995,"Система автоматической трубной муфты, включая болты, гайки, прокладку, колено-основание, верхнее крепление направляющих GRUNDFOS","Auto coupling DN150/2\" cpl.",921,"Z"]
[97695489,"Система автоматической трубной муфты, включая болты, гайки, прокладку, колено-основание, верхнее крепление направляющих. Чугун с эпоксидным покрытием GRUNDFOS","Auto coupling DN150/3\" cpl.",989,"Z"]
[96641489,"Система автоматической трубной муфты, включая болты, гайки, прокладку, колено-основание, верхнее крепление направляющих. Чугун с эпоксидным покрытием GRUNDFOS","Auto coupling DN200 PN10 cpl.",{"v":2746,"d":"2,746"},"Z"]
[96090992,"Система автоматической трубной муфты, включая болты, гайки, прокладку, колено-основание, верхнее крепление направляющих. Чугун с эпоксидным покрытием GRUNDFOS","Auto coupling DN65 cpl.",318,"Z"]
[96825104,"Система автоматической трубной муфты, включая болты, гайки, прокладку, колено-основание, верхнее крепление направляющих. Чугун с эпоксидным покрытием GRUNDFOS","Auto coupling DN65 cpl. EN1.4408",602,"Z"]
[96090993,"Система автоматической трубной муфты, включая болты, гайки, прокладку, колено-основание, верхнее крепление направляющих. Чугун с эпоксидным покрытием GRUNDFOS","Auto coupling DN80 cpl.",363,"Z"]
[96825106,"Система автоматической трубной муфты, включая болты, гайки, прокладку, колено-основание, верхнее крепление направляющих GRUNDFOS","Auto coupling DN80 cpl. EN1.4408",791,"Z"]
[96102238,"Система автоматической трубной муфты, включая болты, гайки, прокладку, колено-основание, верхнее крепление направляющих GRUNDFOS","Auto coupling DN80/65 cpl.",358,"Z"]
[96825108,"Система автоматической трубной муфты, включая болты, гайки, прокладку, колено-основание, верхнее крепление направляющих GRUNDFOS","Auto coupling SS, DN100 cpl.",{"v":1258,"d":"1,258"},"Z"]
[96005353,"Система автоматической трубной муфты, включая болты, гайки, прокладку, колено-основание, верхнее крепление направляющих. Чугун с эпоксидным покрытием GRUNDFOS","Auto-coupling",311,"Z"]
[96076063,"Система автоматической трубной муфты, включая болты, гайки, прокладку, колено-основание, верхнее крепление направляющих. Чугун с эпоксидным покрытием GRUNDFOS","Autocoupling cpl. DN40 f. SEG",159,"Z"]
[97644486,"Система автоматической трубной муфты, включая болты, гайки, прокладку, колено-основание, верхнее крепление направляющих. Чугун с эпоксидным покрытием GRUNDFOS","Autocoupling Rp2 cpl DP/EF",212,"Z"]
[96893770,"Модуль передачи данных CIM 300 GRUNDFOS","BACNET CIM300 Add-on cpl. Packed",220,"Z"]
[96893769,"Интерфейс передачи данных CIU 300 GRUNDFOS","BACNET CIU300 cpl.",370,"Z"]
[91076508,"Обратный клапан GRUNDFOS","BALL VALVE M.RV. 11/4\"XRP3/4\"",53,"Z"]
[97788045,"Плита-основание для POMONA с кронштейном подшипникового узла и 3-х фазным электродвигателем 0,25 кВт при 2900 1/мин GRUNDFOS","Base frame for PO07.3.CM",292,"Z"]
[485031,"Основание для одинарных насосов TP, TPE серии 300 GRUNDFOS","Base plate cpl. TP/TPE",102,"Z"]
[97792119,"Плита-основание для POMONA с кронштейном подшипникового узла и для 3-х фазного электродвигателя [конструктивного ряда 90 S] GRUNDFOS","Base plate for PO23.10.CM",355,"Z"]
[97792138,"Плита-основание для POMONA PO 32 LB с кронштейном подшипникового узла и для 3-х фазного электродвигателя [конструктивного ряда 112 M] S3213272, 337,00 GRUNDFOS","Base plate for PO32.20.CM",454,"Z"]
[97792148,"Плита-основание для POMONA PO 42 LB с кронштейном подшипникового узла и для 3-х фазного электродвигателя [конструктивного ряда 160 M] GRUNDFOS","Base plate for PO42.30.CM",723,"Z"]
[96308237,"Основание для вертикального \"сухого\" монтажа GRUNDFOS","Base stand kit vertikal DN100",604,"Z"]
[96308238,"Основание для вертикального \"сухого\" монтажа GRUNDFOS","Base stand vertikal DN150",912,"Z"]
[96094523,"Основание для вертикального \"сухого\" монтажа GRUNDFOS","Base stand vertikal DN200 7.5-18.0kW",{"v":1372,"d":"1,372"},"Z"]
[96405915,"Монтажная плита для одинарных насосов Серии 200 c фланцами GRUNDFOS","Baseplate cpl. w/M12 screws",94,"Z"]
[96405914,"Монтажная плита для одинарных насосов Серии 200 c фланцами GRUNDFOS","Baseplate cpl. w/M16 screws",94,"Z"]
[96102259,"Основание с коленом 90° для вертикального \"сухого\" монтажа.Оцинкованная сталь GRUNDFOS","Basestand DN100 cpl.",935,"Z"]
[96567174,"Основание с коленом 90° для вертикального \"сухого\" монтажа.Оцинкованная сталь GRUNDFOS","Basestand DN100/DN80 cpl.",635,"Z"]
[96102260,"Основание с коленом 90° для вертикального \"сухого\" монтажа.Оцинкованная сталь GRUNDFOS","Basestand DN150 cpl.",{"v":1136,"d":"1,136"},"Z"]
[96567175,"Основание с коленом 90° для вертикального \"сухого\" монтажа.Оцинкованная сталь GRUNDFOS","Basestand DN150/DN100 cpl.",908,"Z"]
[96567176,"Основание с коленом 90° для вертикального \"сухого\" монтажа.Оцинкованная сталь GRUNDFOS","Basestand DN200/DN150 cpl.",{"v":1333,"d":"1,333"},"Z"]
[96102257,"Основание с коленом 90° для вертикального \"сухого\" монтажа.Оцинкованная сталь GRUNDFOS","Basestand DN65 cpl.",489,"Z"]
[96102258,"Основание с коленом 90° для вертикального \"сухого\" монтажа.Оцинкованная сталь GRUNDFOS","Basestand DN80 cpl.",655,"Z"]
[96002520,"Батарея аккумулятора GRUNDFOS","Battery backup",63,"Z"]
[97631960,"Аккумулятор для CIM 250 GRUNDFOS","Battery, Li-ion cpl.",46,"Z"]
["00ID3978","Сварное колено GRUNDFOS","BEND",81,"Z"]
[91076759,"Колено 90°, оцинков.cталь (внутр.резьба с 2-х сторон) GRUNDFOS","BEND 11/2\" RP/RP 90 GRAD 1.4401",30,"Z"]
[96003712,"Колено 180°, PN10/DN80 GRUNDFOS","Bend 180' with flange",290,"Z"]
[96003713,"Колено 180°, DN 100, нержавеющая сталь Grundfos","Bend 180gr. with flange",304,"Z"]
["00ID1782","Сварное колено GRUNDFOS","BEND 90G",30,"Z"]
["00ID7663","Сварное колено GRUNDFOS","BEND 90А 88,9X3,05 R114,3",107,"Z"]
["00ID5534","Сварное колено GRUNDFOS","Bend 90А 88.9x3.05 R114.3",466,"Z"]
[96003715,"Колено фланцевое 90°, PN 10. Чугун с лакокрасочным покрытием GRUNDFOS","Bend 90А with flange",322,"Z"]
[96489957,"Колено фланцевое 90°, PN 10. Чугун с лакокрасочным покрытием GRUNDFOS","Bend 90А with flange DN50 PN 10",306,"Z"]
[155971,"Переходник под сварку GRUNDFOS","Bend cpl. 3 R",{"v":2267,"d":"2,267"},"Z"]
[155544,"Переходник под сварку GRUNDFOS","Bend cpl.180А 300mm/210mm",{"v":1100,"d":"1,100"},"Z"]
[96060930,"Колено 90° с фланцами для \"сухой\" вертикальной установки, PN 10 GRUNDFOS","Bend GACQ100/100",143,"Z"]
[96060931,"Колено 90° с фланцами для \"сухой\" вертикальной установки, PN 10 GRUNDFOS","Bend GACQ100/150",523,"Z"]
[96060933,"Колено 90° с фланцами для \"сухой\" вертикальной установки, PN 10 GRUNDFOS","Bend GACQ125/150",508,"Z"]
[96060934,"Колено 90° с фланцами для \"сухой\" вертикальной установки, PN 10 GRUNDFOS","Bend GACQ150/150",252,"Z"]
[96060935,"Колено 90° с фланцами для \"сухой\" вертикальной установки, PN 10 GRUNDFOS","Bend GACQ150/200",700,"Z"]
[96060938,"Колено 90° с фланцами для \"сухой\" вертикальной установки, PN 10 GRUNDFOS","Bend GACQ200/200",327,"Z"]
[96060940,"Колено 90° с фланцами для \"сухой\" вертикальной установки, PN 10 GRUNDFOS","Bend GACQ200/300",937,"Z"]
[96060942,"Колено 90° с фланцами для \"сухой\" вертикальной установки, PN 10 GRUNDFOS","Bend GACQ250/250",574,"Z"]
[96060943,"Колено 90° с фланцами для \"сухой\" вертикальной установки, PN 10 GRUNDFOS","Bend GACQ250/300",{"v":1047,"d":"1,047"},"Z"]
[96060946,"Колено 90° с фланцами для \"сухой\" вертикальной установки, PN 10 GRUNDFOS","Bend GACQ300/300",638,"Z"]
[96060929,"Колено 90° с фланцами для \"сухой\" вертикальной установки, PN 10 GRUNDFOS","Bend GACQ80/100",378,"Z"]
[91070125,"Хомут GRUNDFOS","BINDER-KABEL TYP 25M MITTEL/ (1 pcs)",12,"Z"]
[96495695,"Глухие фланцы для насосов TPD тип 4 GRUNDFOS","Blind flange D226",189,"Z"]
[96495696,"Глухие фланцы для насосов TPD тип 5 GRUNDFOS","Blind flange D264",232,"Z"]
[96525962,"Глухие фланцы для насосов TPD тип 6 GRUNDFOS","Blind flange kit, D228mm",189,"Z"]
[96525963,"Глухие фланцы для насосов TPD тип 7 GRUNDFOS","Blind flange kit, D288mm",450,"Z"]
[96525964,"Глухие фланцы для насосов TPD тип 8 GRUNDFOS","Blind flange kit, D340mm",490,"Z"]
[96591261,"Глухие фланцы для насосов TPD тип 1 GRUNDFOS","Blind flange set middle series",177,"Z"]
[565055,"Глухие фланцы для насосов TPD тип 2 GRUNDFOS","Blind flange set middle series",178,"Z"]
[10751912,"Высоконапорный насосный модуль GRUNDFOS","BM 3A-12N ELBOW",{"v":4246,"d":"4,246"},"L"]
[10731912,"Высоконапорный насосный модуль GRUNDFOS","BM 3A-12N STRAIGHT",{"v":4246,"d":"4,246"},"L"]
[10761912,"Высоконапорный насосный модуль GRUNDFOS","BM 3A-12NE ELBOW",{"v":4191,"d":"4,191"},"L"]
[10741912,"Высоконапорный насосный модуль GRUNDFOS","BM 3A-12NE STRAIGHT",{"v":4191,"d":"4,191"},"L"]
[10751918,"Высоконапорный насосный модуль GRUNDFOS","BM 3A-18N ELBOW",{"v":4399,"d":"4,399"},"L"]
[10731918,"Высоконапорный насосный модуль GRUNDFOS","BM 3A-18N STRAIGHT",{"v":4399,"d":"4,399"},"L"]
[10761918,"Высоконапорный насосный модуль GRUNDFOS","BM 3A-18NE ELBOW",{"v":4418,"d":"4,418"},"L"]
[10741918,"Высоконапорный насосный модуль GRUNDFOS","BM 3A-18NE STRAIGHT",{"v":4418,"d":"4,418"},"L"]
[10751925,"Высоконапорный насосный модуль GRUNDFOS","BM 3A-25N ELBOW",{"v":4738,"d":"4,738"},"L"]
[10731925,"Высоконапорный насосный модуль GRUNDFOS","BM 3A-25N STRAIGHT",{"v":4738,"d":"4,738"},"L"]
[10761925,"Высоконапорный насосный модуль GRUNDFOS","BM 3A-25NE ELBOW",{"v":4785,"d":"4,785"},"L"]
[10741925,"Высоконапорный насосный модуль GRUNDFOS","BM 3A-25NE STRAIGHT",{"v":4785,"d":"4,785"},"L"]
[10751933,"Высоконапорный насосный модуль GRUNDFOS","BM 3A-33N ELBOW",{"v":4929,"d":"4,929"},"L"]
[10731933,"Высоконапорный насосный модуль GRUNDFOS","BM 3A-33N STRAIGHT",{"v":4929,"d":"4,929"},"L"]
[10761933,"Высоконапорный насосный модуль GRUNDFOS","BM 3A-33NE ELBOW",{"v":4986,"d":"4,986"},"L"]
[10741933,"Высоконапорный насосный модуль GRUNDFOS","BM 3A-33NE STRAIGHT",{"v":4986,"d":"4,986"},"L"]
[10751945,"Высоконапорный насосный модуль GRUNDFOS","BM 3A-45N ELBOW",{"v":5716,"d":"5,716"},"L"]
[10731945,"Высоконапорный насосный модуль GRUNDFOS","BM 3A-45N STRAIGHT",{"v":5716,"d":"5,716"},"L"]
[10761945,"Высоконапорный насосный модуль GRUNDFOS","BM 3A-45NE ELBOW",{"v":5771,"d":"5,771"},"L"]
[10741945,"Высоконапорный насосный модуль GRUNDFOS","BM 3A-45NE STRAIGHT",{"v":5771,"d":"5,771"},"L"]
[10751952,"Высоконапорный насосный модуль GRUNDFOS","BM 3A-52N ELBOW",{"v":6024,"d":"6,024"},"L"]
[10731952,"Высоконапорный насосный модуль GRUNDFOS","BM 3A-52N STRAIGHT",{"v":6024,"d":"6,024"},"L"]
[10761952,"Высоконапорный насосный модуль GRUNDFOS","BM 3A-52NE ELBOW",{"v":6084,"d":"6,084"},"L"]
[10741952,"Высоконапорный насосный модуль GRUNDFOS","BM 3A-52NE STRAIGHT",{"v":6084,"d":"6,084"},"L"]
[10751960,"Высоконапорный насосный модуль GRUNDFOS","BM 3A-60N ELBOW",{"v":6327,"d":"6,327"},"L"]
[10731960,"Высоконапорный насосный модуль GRUNDFOS","BM 3A-60N STRAIGHT",{"v":6327,"d":"6,327"},"L"]
[10761960,"Высоконапорный насосный модуль GRUNDFOS","BM 3A-60NE ELBOW",{"v":6388,"d":"6,388"},"L"]
[10741960,"Высоконапорный насосный модуль GRUNDFOS","BM 3A-60NE STRAIGHT",{"v":6388,"d":"6,388"},"L"]
[10751906,"Высоконапорный насосный модуль GRUNDFOS","BM 3A-6N ELBOW",{"v":4091,"d":"4,091"},"L"]
[10731906,"Высоконапорный насосный модуль GRUNDFOS","BM 3A-6N STRAIGHT",{"v":4091,"d":"4,091"},"L"]
[10761906,"Высоконапорный насосный модуль GRUNDFOS","BM 3A-6NE ELBOW",{"v":4057,"d":"4,057"},"L"]
[10741906,"Высоконапорный насосный модуль GRUNDFOS","BM 3A-6NE STRAIGHT",{"v":4057,"d":"4,057"},"L"]
[10751909,"Высоконапорный насосный модуль GRUNDFOS","BM 3A-9N ELBOW",{"v":4194,"d":"4,194"},"L"]
[10731909,"Высоконапорный насосный модуль GRUNDFOS","BM 3A-9N STRAIGHT",{"v":4194,"d":"4,194"},"L"]
[10761909,"Высоконапорный насосный модуль GRUNDFOS","BM 3A-9NE ELBOW",{"v":4131,"d":"4,131"},"L"]
[10741909,"Высоконапорный насосный модуль GRUNDFOS","BM 3A-9NE STRAIGHT",{"v":4131,"d":"4,131"},"L"]
[5751912,"Высоконапорный насосный модуль GRUNDFOS","BM 5A-12N ELBOW",{"v":4302,"d":"4,302"},"L"]
[5731912,"Высоконапорный насосный модуль GRUNDFOS","BM 5A-12N STRAIGHT",{"v":4302,"d":"4,302"},"L"]
[5761912,"Высоконапорный насосный модуль GRUNDFOS","BM 5A-12NE ELBOW",{"v":4244,"d":"4,244"},"L"]
[5741912,"Высоконапорный насосный модуль GRUNDFOS","BM 5A-12NE STRAIGHT",{"v":4244,"d":"4,244"},"L"]
[5751917,"Высоконапорный насосный модуль GRUNDFOS","BM 5A-17N ELBOW",{"v":4425,"d":"4,425"},"L"]
[5731917,"Высоконапорный насосный модуль GRUNDFOS","BM 5A-17N STRAIGHT",{"v":4425,"d":"4,425"},"L"]
[5761917,"Высоконапорный насосный модуль GRUNDFOS","BM 5A-17NE ELBOW",{"v":4372,"d":"4,372"},"L"]
[5741917,"Высоконапорный насосный модуль GRUNDFOS","BM 5A-17NE STRAIGHT",{"v":4372,"d":"4,372"},"L"]
[5751925,"Высоконапорный насосный модуль GRUNDFOS","BM 5A-25N ELBOW",{"v":4919,"d":"4,919"},"L"]
[5731925,"Высоконапорный насосный модуль GRUNDFOS","BM 5A-25N STRAIGHT",{"v":4919,"d":"4,919"},"L"]
[5761925,"Высоконапорный насосный модуль GRUNDFOS","BM 5A-25NE ELBOW",{"v":4837,"d":"4,837"},"L"]
[5741925,"Высоконапорный насосный модуль GRUNDFOS","BM 5A-25NE STRAIGHT",{"v":4837,"d":"4,837"},"L"]
[5751933,"Высоконапорный насосный модуль GRUNDFOS","BM 5A-33N ELBOW",{"v":5168,"d":"5,168"},"L"]
[5731933,"Высоконапорный насосный модуль GRUNDFOS","BM 5A-33N STRAIGHT",{"v":5168,"d":"5,168"},"L"]
[5761933,"Высоконапорный насосный модуль GRUNDFOS","BM 5A-33NE ELBOW",{"v":5188,"d":"5,188"},"L"]
[5741933,"Высоконапорный насосный модуль GRUNDFOS","BM 5A-33NE STRAIGHT",{"v":5188,"d":"5,188"},"L"]
[5751938,"Высоконапорный насосный модуль GRUNDFOS","BM 5A-38N ELBOW",{"v":5499,"d":"5,499"},"L"]
[5731938,"Высоконапорный насосный модуль GRUNDFOS","BM 5A-38N STRAIGHT",{"v":5499,"d":"5,499"},"L"]
[5761938,"Высоконапорный насосный модуль GRUNDFOS","BM 5A-38NE ELBOW",{"v":5467,"d":"5,467"},"L"]
[5741938,"Высоконапорный насосный модуль GRUNDFOS","BM 5A-38NE STRAIGHT",{"v":5467,"d":"5,467"},"L"]
[5751944,"Высоконапорный насосный модуль GRUNDFOS","BM 5A-44N ELBOW",{"v":5696,"d":"5,696"},"L"]
[5731944,"Высоконапорный насосный модуль GRUNDFOS","BM 5A-44N STRAIGHT",{"v":5696,"d":"5,696"},"L"]
[5761944,"Высоконапорный насосный модуль GRUNDFOS","BM 5A-44NE ELBOW",{"v":5715,"d":"5,715"},"L"]
[5741944,"Высоконапорный насосный модуль GRUNDFOS","BM 5A-44NE STRAIGHT",{"v":5715,"d":"5,715"},"L"]
[5751960,"Высоконапорный насосный модуль GRUNDFOS","BM 5A-60N ELBOW",{"v":6313,"d":"6,313"},"L"]
[5731960,"Высоконапорный насосный модуль GRUNDFOS","BM 5A-60N STRAIGHT",{"v":6313,"d":"6,313"},"L"]
[5761960,"Высоконапорный насосный модуль GRUNDFOS","BM 5A-60NE ELBOW",{"v":6336,"d":"6,336"},"L"]
[5741960,"Высоконапорный насосный модуль GRUNDFOS","BM 5A-60NE STRAIGHT",{"v":6336,"d":"6,336"},"L"]
[11751910,"Высоконапорный насосный модуль GRUNDFOS","BM 8A-10N ELBOW",{"v":4449,"d":"4,449"},"L"]
[11731910,"Высоконапорный насосный модуль GRUNDFOS","BM 8A-10N STRAIGHT",{"v":4449,"d":"4,449"},"L"]
[11761910,"Высоконапорный насосный модуль GRUNDFOS","BM 8A-10NE ELBOW",{"v":4581,"d":"4,581"},"L"]
[11741910,"Высоконапорный насосный модуль GRUNDFOS","BM 8A-10NE STRAIGHT",{"v":4581,"d":"4,581"},"L"]
[11751912,"Высоконапорный насосный модуль GRUNDFOS","BM 8A-12N ELBOW",{"v":5027,"d":"5,027"},"L"]
[11731912,"Высоконапорный насосный модуль GRUNDFOS","BM 8A-12N STRAIGHT",{"v":5027,"d":"5,027"},"L"]
[11761912,"Высоконапорный насосный модуль GRUNDFOS","BM 8A-12NE ELBOW",{"v":5178,"d":"5,178"},"L"]
[11741912,"Высоконапорный насосный модуль GRUNDFOS","BM 8A-12NE STRAIGHT",{"v":5178,"d":"5,178"},"L"]
[11751915,"Высоконапорный насосный модуль GRUNDFOS","BM 8A-15N ELBOW",{"v":5116,"d":"5,116"},"L"]
[11731915,"Высоконапорный насосный модуль GRUNDFOS","BM 8A-15N STRAIGHT",{"v":5116,"d":"5,116"},"L"]
[11761915,"Высоконапорный насосный модуль GRUNDFOS","BM 8A-15NE ELBOW",{"v":5269,"d":"5,269"},"L"]
[11741915,"Высоконапорный насосный модуль GRUNDFOS","BM 8A-15NE STRAIGHT",{"v":5269,"d":"5,269"},"L"]
[11751918,"Высоконапорный насосный модуль GRUNDFOS","BM 8A-18N ELBOW",{"v":6103,"d":"6,103"},"L"]
[11731918,"Высоконапорный насосный модуль GRUNDFOS","BM 8A-18N STRAIGHT",{"v":6103,"d":"6,103"},"L"]
[11761918,"Высоконапорный насосный модуль GRUNDFOS","BM 8A-18NE ELBOW",{"v":6286,"d":"6,286"},"L"]
[11741918,"Высоконапорный насосный модуль GRUNDFOS","BM 8A-18NE STRAIGHT",{"v":6286,"d":"6,286"},"L"]
[11751921,"Высоконапорный насосный модуль GRUNDFOS","BM 8A-21N ELBOW",{"v":6396,"d":"6,396"},"L"]
[11731921,"Высоконапорный насосный модуль GRUNDFOS","BM 8A-21N STRAIGHT",{"v":6396,"d":"6,396"},"L"]
[11761921,"Высоконапорный насосный модуль GRUNDFOS","BM 8A-21NE ELBOW",{"v":6588,"d":"6,588"},"L"]
[11741921,"Высоконапорный насосный модуль GRUNDFOS","BM 8A-21NE STRAIGHT",{"v":6588,"d":"6,588"},"L"]
[11751925,"Высоконапорный насосный модуль GRUNDFOS","BM 8A-25N ELBOW",{"v":6743,"d":"6,743"},"L"]
[11731925,"Высоконапорный насосный модуль GRUNDFOS","BM 8A-25N STRAIGHT",{"v":6743,"d":"6,743"},"L"]
[11761925,"Высоконапорный насосный модуль GRUNDFOS","BM 8A-25NE ELBOW",{"v":6945,"d":"6,945"},"L"]
[11741925,"Высоконапорный насосный модуль GRUNDFOS","BM 8A-25NE STRAIGHT",{"v":6945,"d":"6,945"},"L"]
[11751937,"Высоконапорный насосный модуль GRUNDFOS","BM 8A-37N ELBOW",{"v":8020,"d":"8,020"},"L"]
[11731937,"Высоконапорный насосный модуль GRUNDFOS","BM 8A-37N STRAIGHT",{"v":8020,"d":"8,020"},"L"]
[11751905,"Высоконапорный насосный модуль GRUNDFOS","BM 8A-5N ELBOW",{"v":3988,"d":"3,988"},"L"]
[11731905,"Высоконапорный насосный модуль GRUNDFOS","BM 8A-5N STRAIGHT",{"v":3988,"d":"3,988"},"L"]
[11761905,"Высоконапорный насосный модуль GRUNDFOS","BM 8A-5NE ELBOW",{"v":4112,"d":"4,112"},"L"]
[11741905,"Высоконапорный насосный модуль GRUNDFOS","BM 8A-5NE STRAIGHT",{"v":4112,"d":"4,112"},"L"]
[11751907,"Высоконапорный насосный модуль GRUNDFOS","BM 8A-7N ELBOW",{"v":4170,"d":"4,170"},"L"]
[11731907,"Высоконапорный насосный модуль GRUNDFOS","BM 8A-7N STRAIGHT",{"v":4170,"d":"4,170"},"L"]
[11761907,"Высоконапорный насосный модуль GRUNDFOS","BM 8A-7NE ELBOW",{"v":4244,"d":"4,244"},"L"]
[11741907,"Высоконапорный насосный модуль GRUNDFOS","BM 8A-7NE STRAIGHT",{"v":4244,"d":"4,244"},"L"]
["17CE1903","Высоконапорный насосный модуль GRUNDFOS","BM125- 3N 30kW 3x380-415V 50Hz",{"v":28025,"d":"28,025"},"L"]
["17CF1903","Высоконапорный насосный модуль GRUNDFOS","BM125- 3NE 30kW 3x380-415V 50Hz",{"v":28303,"d":"28,303"},"L"]
["17CR19A4","Высоконапорный насосный модуль GRUNDFOS","BM125- 4-AN 37kW 3x380-415V 50Hz",{"v":40066,"d":"40,066"},"L"]
["17CT19A4","Высоконапорный насосный модуль GRUNDFOS","BM125- 4-ANE 37kW 3x380-415V 50Hz",{"v":40462,"d":"40,462"},"L"]
["17CR1904","Высоконапорный насосный модуль GRUNDFOS","BM125- 4N 45kW 3x380-415V 50Hz",{"v":40633,"d":"40,633"},"L"]
["17CT1904","Высоконапорный насосный модуль GRUNDFOS","BM125- 4NE 45kW 3x380-415V 50Hz",{"v":41036,"d":"41,036"},"L"]
["17CR1905","Высоконапорный насосный модуль GRUNDFOS","BM125- 5N 55kW 3x380-415V 50Hz",{"v":41579,"d":"41,579"},"L"]
["17CT1905","Высоконапорный насосный модуль GRUNDFOS","BM125- 5NE 55kW 3x380-415V 50Hz",{"v":41990,"d":"41,990"},"L"]
["17CR1907","Высоконапорный насосный модуль GRUNDFOS","BM125- 7N 75kW 3x380-415V 50Hz",{"v":46569,"d":"46,569"},"L"]
["17CT1907","Высоконапорный насосный модуль GRUNDFOS","BM125- 7NE 75kW 3x380-415V 50Hz",{"v":47030,"d":"47,030"},"L"]
["17CR1909","Высоконапорный насосный модуль GRUNDFOS","BM125- 9N 93kW 3x380-415V 50Hz",{"v":50818,"d":"50,818"},"L"]
["17CT1909","Высоконапорный насосный модуль GRUNDFOS","BM125- 9NE 93kW 3x380-415V 50Hz",{"v":51321,"d":"51,321"},"L"]
["12CE1905","Высоконапорный насосный модуль GRUNDFOS","BM17- 5N 3,0kW 3x380-415V 50Hz",{"v":8769,"d":"8,769"},"L"]
["12CF1905","Высоконапорный насосный модуль GRUNDFOS","BM17- 5NE 3,0kW 3x380-415V 50Hz",{"v":8943,"d":"8,943"},"L"]
["12CE1907","Высоконапорный насосный модуль GRUNDFOS","BM17- 7N 4,0kW 3x380-415V 50Hz",{"v":9483,"d":"9,483"},"L"]
["12CF1907","Высоконапорный насосный модуль GRUNDFOS","BM17- 7NE 4,0kW 3x380-415V 50Hz",{"v":9669,"d":"9,669"},"L"]
["12CE1909","Высоконапорный насосный модуль GRUNDFOS","BM17- 9N 5,5kW 3x380-415V 50Hz",{"v":9761,"d":"9,761"},"L"]
["12CF1909","Высоконапорный насосный модуль GRUNDFOS","BM17- 9NE 5,5kW 3x380-415V 50Hz",{"v":9954,"d":"9,954"},"L"]
["12CE1913","Высоконапорный насосный модуль GRUNDFOS","BM17-13N 7,5kW 3x380-415V 50Hz",{"v":11105,"d":"11,105"},"L"]
["12CF1913","Высоконапорный насосный модуль GRUNDFOS","BM17-13NE 7,5kW 3x380-415V 50Hz",{"v":11323,"d":"11,323"},"L"]
["12CE1916","Высоконапорный насосный модуль GRUNDFOS","BM17-16N 9,2kW 3x380-415V 50Hz",{"v":12299,"d":"12,299"},"L"]
["12CF1916","Высоконапорный насосный модуль GRUNDFOS","BM17-16NE 9,2kW 3x380-415V 50Hz",{"v":12543,"d":"12,543"},"L"]
["12CE1919","Высоконапорный насосный модуль GRUNDFOS","BM17-19N 11,0kW 3x380-415V 50Hz",{"v":12523,"d":"12,523"},"L"]
["12CF1919","Высоконапорный насосный модуль GRUNDFOS","BM17-19NE 11,0kW 3x380-415V 50Hz",{"v":12770,"d":"12,770"},"L"]
["12CE1922","Высоконапорный насосный модуль GRUNDFOS","BM17-22N 13,0kW 3x380-415V 50Hz",{"v":14767,"d":"14,767"},"L"]
["12CF1922","Высоконапорный насосный модуль GRUNDFOS","BM17-22NE 13,0kW 3x380-415V 50Hz",{"v":15061,"d":"15,061"},"L"]
["12CE1926","Высоконапорный насосный модуль GRUNDFOS","BM17-26N 15,0kW 3x380-415V 50Hz",{"v":15369,"d":"15,369"},"L"]
["12CF1926","Высоконапорный насосный модуль GRUNDFOS","BM17-26NE 15,0kW 3x380-415V 50Hz",{"v":15673,"d":"15,673"},"L"]
["12CE1932","Высоконапорный насосный модуль GRUNDFOS","BM17-32N 18,5kW 3x380-415V 50Hz",{"v":17780,"d":"17,780"},"L"]
["12CF1932","Высоконапорный насосный модуль GRUNDFOS","BM17-32NE 18,5kW 3x380-415V 50Hz",{"v":19065,"d":"19,065"},"L"]
["12CE1938","Высоконапорный насосный модуль GRUNDFOS","BM17-38N 22,0kW 3x380-415V 50Hz",{"v":18965,"d":"18,965"},"L"]
["12CF1938","Высоконапорный насосный модуль GRUNDFOS","BM17-38NE 22,0kW 3x380-415V 50Hz",{"v":19153,"d":"19,153"},"L"]
["12CE1940","Высоконапорный насосный модуль GRUNDFOS","BM17-40N 22,0kW 3x380-415V 50Hz",{"v":19193,"d":"19,193"},"L"]
["12CF1940","Высоконапорный насосный модуль GRUNDFOS","BM17-40NE 22,0kW 3x380-415V 50Hz",{"v":19383,"d":"19,383"},"L"]
["13CE1903","Высоконапорный насосный модуль GRUNDFOS","BM30- 3N 3,0kW 3x380-415V 50Hz",{"v":8942,"d":"8,942"},"L"]
["13CF1903","Высоконапорный насосный модуль GRUNDFOS","BM30- 3NE 3,0kW 3x380-415V 50Hz",{"v":9119,"d":"9,119"},"L"]
["13CE1904","Высоконапорный насосный модуль GRUNDFOS","BM30- 4N 4,0kW 3x380-415V 50Hz",{"v":9428,"d":"9,428"},"L"]
["13CF1904","Высоконапорный насосный модуль GRUNDFOS","BM30- 4NE 4,0kW 3x380-415V 50Hz",{"v":9615,"d":"9,615"},"L"]
["13CE1906","Высоконапорный насосный модуль GRUNDFOS","BM30- 6N 5,5kW 3x380-415V 50Hz",{"v":9891,"d":"9,891"},"L"]
["13CF1906","Высоконапорный насосный модуль GRUNDFOS","BM30- 6NE 5,5kW 3x380-415V 50Hz",{"v":10086,"d":"10,086"},"L"]
["13CE1908","Высоконапорный насосный модуль GRUNDFOS","BM30- 8N 7,5kW 3x380-415V 50Hz",{"v":11622,"d":"11,622"},"L"]
["13CF1908","Высоконапорный насосный модуль GRUNDFOS","BM30- 8NE 7,5kW 3x380-415V 50Hz",{"v":11853,"d":"11,853"},"L"]
["13CE1911","Высоконапорный насосный модуль GRUNDFOS","BM30-11N 9,2kW 3x380-415V 50Hz",{"v":12427,"d":"12,427"},"L"]
["13CF1911","Высоконапорный насосный модуль GRUNDFOS","BM30-11NE 9,2kW 3x380-415V 50Hz",{"v":12673,"d":"12,673"},"L"]
["13CE1913","Высоконапорный насосный модуль GRUNDFOS","BM30-13N 11,0kW 3x380-415V 50Hz",{"v":13600,"d":"13,600"},"L"]
["13CF1913","Высоконапорный насосный модуль GRUNDFOS","BM30-13NE 11,0kW 3x380-415V 50Hz",{"v":13869,"d":"13,869"},"L"]
["13CE1915","Высоконапорный насосный модуль GRUNDFOS","BM30-15N 13,0kW 3x380-415V 50Hz",{"v":14587,"d":"14,587"},"L"]
["13CF1915","Высоконапорный насосный модуль GRUNDFOS","BM30-15NE 13,0kW 3x380-415V 50Hz",{"v":14732,"d":"14,732"},"L"]
["13CE1917","Высоконапорный насосный модуль GRUNDFOS","BM30-17N 15,0kW 3x380-415V 50Hz",{"v":15662,"d":"15,662"},"L"]
["13CF1917","Высоконапорный насосный модуль GRUNDFOS","BM30-17NE 15,0kW 3x380-415V 50Hz",{"v":15817,"d":"15,817"},"L"]
["13CE1921","Высоконапорный насосный модуль GRUNDFOS","BM30-21N 18,5kW 3x380-415V 50Hz",{"v":17744,"d":"17,744"},"L"]
["13CF1921","Высоконапорный насосный модуль GRUNDFOS","BM30-21NE 18,5kW 3x380-415V 50Hz",{"v":18096,"d":"18,096"},"L"]
["13CE1926","Высоконапорный насосный модуль GRUNDFOS","BM30-26N 22,0kW 3x380-415V 50Hz",{"v":19683,"d":"19,683"},"L"]
["13CF1926","Высоконапорный насосный модуль GRUNDFOS","BM30-26NE 22,0kW 3x380-415V 50Hz",{"v":20074,"d":"20,074"},"L"]
["13CE1931","Высоконапорный насосный модуль GRUNDFOS","BM30-31N 26,0kW 3x380-415V 50Hz",{"v":20264,"d":"20,264"},"L"]
["13CF1931","Высоконапорный насосный модуль GRUNDFOS","BM30-31NE 26,0kW 3x380-415V 50Hz",{"v":20464,"d":"20,464"},"L"]
["13CE1935","Высоконапорный насосный модуль GRUNDFOS","BM30-35N 30,0kW 3x380-415V 50Hz",{"v":21297,"d":"21,297"},"L"]
["13CF1935","Высоконапорный насосный модуль GRUNDFOS","BM30-35NE 30,0kW 3x380-415V 50Hz",{"v":21508,"d":"21,508"},"L"]
["15C81902","Высоконапорный насосный модуль GRUNDFOS","BM46- 2N 3,0kW 3x380-415V 50Hz",{"v":8021,"d":"8,021"},"L"]
["15C91902","Высоконапорный насосный модуль GRUNDFOS","BM46- 2NE 3,0kW 3x380-415V 50Hz",{"v":8180,"d":"8,180"},"L"]
["15C81903","Высоконапорный насосный модуль GRUNDFOS","BM46- 3N 5,5kW 3x380-415V 50Hz",{"v":8699,"d":"8,699"},"L"]
["15C91903","Высоконапорный насосный модуль GRUNDFOS","BM46- 3NE 5,5kW 3x380-415V 50Hz",{"v":8871,"d":"8,871"},"L"]
["15C81905","Высоконапорный насосный модуль GRUNDFOS","BM46- 5N 7,5kW 3x380-415V 50Hz",{"v":10509,"d":"10,509"},"L"]
["15C91905","Высоконапорный насосный модуль GRUNDFOS","BM46- 5NE 7,5kW 3x380-415V 50Hz",{"v":10717,"d":"10,717"},"L"]
["15C81906","Высоконапорный насосный модуль GRUNDFOS","BM46- 6N 9,2kW 3x380-415V 50Hz",{"v":10950,"d":"10,950"},"L"]
["15C91906","Высоконапорный насосный модуль GRUNDFOS","BM46- 6NE 9,2kW 3x380-415V 50Hz",{"v":11169,"d":"11,169"},"L"]
["15C81907","Высоконапорный насосный модуль GRUNDFOS","BM46- 7N 11,0kW 3x380-415V 50Hz",{"v":12009,"d":"12,009"},"L"]
["15C91907","Высоконапорный насосный модуль GRUNDFOS","BM46- 7NE 11,0kW 3x380-415V 50Hz",{"v":12246,"d":"12,246"},"L"]
["15C81908","Высоконапорный насосный модуль GRUNDFOS","BM46- 8N 13,0kW 3x380-415V 50Hz",{"v":12289,"d":"12,289"},"L"]
["15C91908","Высоконапорный насосный модуль GRUNDFOS","BM46- 8NE 13,0kW 3x380-415V 50Hz",{"v":12532,"d":"12,532"},"L"]
["15C81910","Высоконапорный насосный модуль GRUNDFOS","BM46-10N 15,0kW 3x380-415V 50Hz",{"v":14219,"d":"14,219"},"L"]
["15C91910","Высоконапорный насосный модуль GRUNDFOS","BM46-10NE 15,0kW 3x380-415V 50Hz",{"v":14805,"d":"14,805"},"L"]
["15C81912","Высоконапорный насосный модуль GRUNDFOS","BM46-12N 18,5kW 3x380-415V 50Hz",{"v":15087,"d":"15,087"},"L"]
["15C91912","Высоконапорный насосный модуль GRUNDFOS","BM46-12NE 18,5kW 3x380-415V 50Hz",{"v":15386,"d":"15,386"},"L"]
["15C81915","Высоконапорный насосный модуль GRUNDFOS","BM46-15N 22,0kW 3x380-415V 50Hz",{"v":16423,"d":"16,423"},"L"]
["15C91915","Высоконапорный насосный модуль GRUNDFOS","BM46-15NE 22,0kW 3x380-415V 50Hz",{"v":16747,"d":"16,747"},"L"]
["15C81917","Высоконапорный насосный модуль GRUNDFOS","BM46-17N 26,0kW 3x380-415V 50Hz",{"v":17812,"d":"17,812"},"L"]
["15C91917","Высоконапорный насосный модуль GRUNDFOS","BM46-17NE 26,0kW 3x380-415V 50Hz",{"v":18165,"d":"18,165"},"L"]
["15C81919","Высоконапорный насосный модуль GRUNDFOS","BM46-19N 30,0kW 3x380-415V 50Hz",{"v":18216,"d":"18,216"},"L"]
["15C91919","Высоконапорный насосный модуль GRUNDFOS","BM46-19NE 30,0kW 3x380-415V 50Hz",{"v":18578,"d":"18,578"},"L"]
["15CR1924","Высоконапорный насосный модуль GRUNDFOS","BM46-24N 37kW 3x380-415V 50Hz",{"v":39305,"d":"39,305"},"L"]
["15CT1924","Высоконапорный насосный модуль GRUNDFOS","BM46-24NE 37,0kW 3x380-415V 50Hz",{"v":39694,"d":"39,694"},"L"]
["14CE1905","Высоконапорный насосный модуль GRUNDFOS","BM60- 5N 9,2kW 3x380-415V 50Hz",{"v":12576,"d":"12,576"},"L"]
["14CF1905","Высоконапорный насосный модуль GRUNDFOS","BM60- 5NE       9,2kW 3x380-415V    50Hz",{"v":12768,"d":"12,768"},"L"]
["14CF1906","Высоконапорный насосный модуль GRUNDFOS","BM60- 6NE      11,0kW 3x380-415V    50Hz",{"v":13415,"d":"13,415"},"L"]
["14CE1907","Высоконапорный насосный модуль GRUNDFOS","BM60- 7N       13,0kW 3x380-415V    50Hz",{"v":13474,"d":"13,474"},"L"]
["14CF1907","Высоконапорный насосный модуль GRUNDFOS","BM60- 7NE      13,0kW 3x380-415V    50Hz",{"v":13878,"d":"13,878"},"L"]
["14CE1908","Высоконапорный насосный модуль GRUNDFOS","BM60- 8N       15,0kW 3x380-415V    50Hz",{"v":13923,"d":"13,923"},"L"]
["14CF1908","Высоконапорный насосный модуль GRUNDFOS","BM60- 8NE      15,0kW 3x380-415V    50Hz",{"v":14340,"d":"14,340"},"L"]
["14CE1910","Высоконапорный насосный модуль GRUNDFOS","BM60-10N       18,5kW 3x380-415V    50Hz",{"v":14773,"d":"14,773"},"L"]
["14CF1910","Высоконапорный насосный модуль GRUNDFOS","BM60-10NE      18,5kW 3x380-415V    50Hz",{"v":15209,"d":"15,209"},"L"]
["14CE1912","Высоконапорный насосный модуль GRUNDFOS","BM60-12N       22,0kW 3x380-415V    50Hz",{"v":16193,"d":"16,193"},"L"]
["14CF1912","Высоконапорный насосный модуль GRUNDFOS","BM60-12NE      22,0kW 3x380-415V    50Hz",{"v":16660,"d":"16,660"},"L"]
["14CE1915","Высоконапорный насосный модуль GRUNDFOS","BM60-15N       26,0kW 3x380-415V    50Hz",{"v":17593,"d":"17,593"},"L"]
["14CF1915","Высоконапорный насосный модуль GRUNDFOS","BM60-15NE      26,0kW 3x380-415V    50Hz",{"v":18091,"d":"18,091"},"L"]
["14CE1916","Высоконапорный насосный модуль GRUNDFOS","BM60-16N       30,0kW 3x380-415V    50Hz",{"v":18443,"d":"18,443"},"L"]
["14CF1916","Высоконапорный насосный модуль GRUNDFOS","BM60-16NE      30,0kW 3x380-415V    50Hz",{"v":18958,"d":"18,958"},"L"]
["14CR1920","Высоконапорный насосный модуль GRUNDFOS","BM60-20N         37kW 3x380-415V    50Hz",{"v":40764,"d":"40,764"},"L"]
["14CT1920","Высоконапорный насосный модуль GRUNDFOS","BM60-20NE        37kW 3x380-415V    50Hz",{"v":41167,"d":"41,167"},"L"]
["14CR1922","Высоконапорный насосный модуль GRUNDFOS","BM60-22N         45kW 3x380-415V    50Hz",{"v":43748,"d":"43,748"},"L"]
["14CT1922","Высоконапорный насосный модуль GRUNDFOS","BM60-22NE        45kW 3x380-415V    50Hz",{"v":44181,"d":"44,181"},"L"]
["14CE1906","Высоконапорный насосный модуль GRUNDFOS","BM60-6N 3X415V 50HZ 6\" STR",{"v":13025,"d":"13,025"},"L"]
["16CE1906","Высоконапорный насосный модуль GRUNDFOS","BM77- 6N 22kW 3x380-415V 50Hz",{"v":29268,"d":"29,268"},"L"]
["16CF1906","Высоконапорный насосный модуль GRUNDFOS","BM77- 6NE 22kW 3x380-415V 50Hz",{"v":29558,"d":"29,558"},"L"]
["16CE1907","Высоконапорный насосный модуль GRUNDFOS","BM77- 7N 26kW 3x380-415V 50Hz",{"v":30212,"d":"30,212"},"L"]
["16CF1907","Высоконапорный насосный модуль GRUNDFOS","BM77- 7NE 26kW 3x380-415V 50Hz",{"v":30512,"d":"30,512"},"L"]
["16CE1908","Высоконапорный насосный модуль GRUNDFOS","BM77- 8N 30kW 3x380-415V 50Hz",{"v":31605,"d":"31,605"},"L"]
["16CF1908","Высоконапорный насосный модуль GRUNDFOS","BM77- 8NE 30kW 3x380-415V 50Hz",{"v":31918,"d":"31,918"},"L"]
["16CR1910","Высоконапорный насосный модуль GRUNDFOS","BM77-10N 37kW 3x380-415V 50Hz",{"v":38081,"d":"38,081"},"L"]
["16CT1910","Высоконапорный насосный модуль GRUNDFOS","BM77-10NE 37kW 3x380-415V 50Hz",{"v":38458,"d":"38,458"},"L"]
["16CR1912","Высоконапорный насосный модуль GRUNDFOS","BM77-12N 45kW 3x380-415V 50Hz",{"v":40762,"d":"40,762"},"L"]
["16CT1912","Высоконапорный насосный модуль GRUNDFOS","BM77-12NE 45kW 3x380-415V 50Hz",{"v":41165,"d":"41,165"},"L"]
["16CR1914","Высоконапорный насосный модуль GRUNDFOS","BM77-14N         55kW 3x380-415V    50Hz",{"v":42127,"d":"42,127"},"L"]
["16CT1914","Высоконапорный насосный модуль GRUNDFOS","BM77-14NE 55kW 3x380-415V 50Hz",{"v":42544,"d":"42,544"},"L"]
["16CR1920","Высоконапорный насосный модуль GRUNDFOS","BM77-20N 75kW 3x380-415V 50Hz",{"v":42976,"d":"42,976"},"L"]
["16CT1920","Высоконапорный насосный модуль GRUNDFOS","BM77-20NE 75kW 3x380-415V 50Hz",{"v":43401,"d":"43,401"},"L"]
[19581906,"Высоконапорный насосный модуль GRUNDFOS","BM95- 6N 26kW 3x380-415V 50Hz",{"v":28499,"d":"28,499"},"L"]
[19591906,"Высоконапорный насосный модуль GRUNDFOS","BM95- 6NE 26kW 3x380-415V 50Hz",{"v":28781,"d":"28,781"},"L"]
[19651910,"Высоконапорный насосный модуль GRUNDFOS","BM95-10N 45kW 3x380-415V 50Hz",{"v":41330,"d":"41,330"},"L"]
[19661910,"Высоконапорный насосный модуль GRUNDFOS","BM95-10NE 45kW 3x380-415V 50Hz",{"v":41739,"d":"41,739"},"L"]
[19651912,"Высоконапорный насосный модуль GRUNDFOS","BM95-12N 55kW 3x380-415V 50Hz",{"v":41949,"d":"41,949"},"L"]
[19661912,"Высоконапорный насосный модуль GRUNDFOS","BM95-12NE 55kW 3x380-415V 50Hz",{"v":42365,"d":"42,365"},"L"]
[19651916,"Высоконапорный насосный модуль GRUNDFOS","BM95-16N 75kW 3x380-415V 50Hz",{"v":46955,"d":"46,955"},"L"]
[19661916,"Высоконапорный насосный модуль GRUNDFOS","BM95-16NE 75kW 3x380-415V 50Hz",{"v":47420,"d":"47,420"},"L"]
[19651920,"Высоконапорный насосный модуль GRUNDFOS","BM95-20N 93kW 3x380-415V 50Hz",{"v":47522,"d":"47,522"},"L"]
[19661920,"Высоконапорный насосный модуль GRUNDFOS","BM95-20NE 93kW 3x380-415V 50Hz",{"v":47992,"d":"47,992"},"L"]
[19651906,"Высоконапорный насосный модуль GRUNDFOS","BM95-8N 400Y GERADE 37KW",{"v":33701,"d":"33,701"},"L"]
[19661906,"Высоконапорный насосный модуль GRUNDFOS","BM95-8NE 400Y GERADE 37KW",{"v":34346,"d":"34,346"},"L"]
[96115292,"Фиксирующая основа для напольного монтажа, AMD.07 GRUNDFOS","Bottom fixation 2\"; AISI 316",235,"Z"]
[95037099,"Нижний фиксатор в сборе, для стойки 60 x 60 мм AMD.07 GRUNDFOS","Bottom fixation 60 complete AISI 304",231,"Z"]
[95037100,"Нижний фиксатор в сборе, для стойки 60 x 60 мм AMD.07 GRUNDFOS","Bottom fixation 60 complete AISI 316",404,"Z"]
[515063,"Консоль для настенного крепления насосов UP 20.. N GRUNDFOS","BRACKET CPL",29,"Z"]
[96003338,"Кронштейн для монтажа 2-х поплавковых выключателей GRUNDFOS","Bracket for level switch(2 switches)",86,"Z"]
[96010561,"Поплавковый выключатель с присоединительным трубопроводом (5 м), грузом и кабельным резьбовым соединением GRUNDFOS","BS TL Schwimmersch. VB 5m",67,"Z"]
[96565202,"Кабельный зажим D10 GRUNDFOS","Cable clamp set for AMD.07",14,"Z"]
["00ID8240","Кабель для электродов EL1 ELKA GRUNDFOS","Cable for drinking water ELKA 1X1,5mm2",2,"Z"]
[98461128,"Защитный чехол кабеля (защита от мех. воздействия) GRUNDFOS","Cable protection kit, polyolefin 1\" X 5",172,"Z"]
[799902,"Кабельная муфта разъемная GRUNDFOS","Cable termin. kit/plug unass.",120,"Z"]
[799902,"Кабельная муфта разъемная GRUNDFOS","Cable termin. kit/plug unass.",120,"Z"]
[799901,"Кабельная муфта разъемная GRUNDFOS","Cable termin. kit/plug unass.",71,"Z"]
[799901,"Кабельная муфта разъемная GRUNDFOS","Cable termin. kit/plug unass.",71,"Z"]
["00ID8904","Кабельная муфта заливная тип M1 GRUNDFOS","Cable termination kit M1 4x10mm2 D=9-22",69,"Z"]
["00ID8905","Кабельная муфта заливная тип M2 GRUNDFOS","Cable termination kit M2 4x16mm2 D=17-30",91,"Z"]
["00ID8906","Кабельная муфта заливная тип M3 GRUNDFOS","Cable termination kit M3 4x35mm2 D=25-42",149,"Z"]
[116251,"Термоусадочная кабельная муфта GRUNDFOS","CABLE TERMINATION KIT NO 1",34,"Z"]
[116252,"Термоусадочная кабельная муфта GRUNDFOS","CABLE TERMINATION KIT NO 2",52,"Z"]
[116253,"Термоусадочная кабельная муфта GRUNDFOS","CABLE TERMINATION KIT NO 3",74,"Z"]
[116254,"Термоусадочная кабельная муфта GRUNDFOS","CABLE TERMINATION KIT NO 4",82,"Z"]
[116255,"Термоусадочная кабельная муфта GRUNDFOS","CABLE TERMINATION KIT NO 5",65,"Z"]
[116256,"Термоусадочная кабельная муфта GRUNDFOS","CABLE TERMINATION KIT NO 6",62,"Z"]
[116257,"Термоусадочная кабельная муфта GRUNDFOS","CABLE TERMINATION KIT NO 7",91,"Z"]
[116258,"Термоусадочная кабельная муфта GRUNDFOS","CABLE TERMINATION KIT NO 8",99,"Z"]
[96021473,"Термоусадочная муфта KM GRUNDFOS","Cabletermination set SQ 3x1.5-6.0mm2 EU",23,"Z"]
[91712026,"Центральное сверло GRUNDFOS","Center drill RB 5545",32,"Z"]
[96490257,"Подъемная цепь с карабином GRUNDFOS","Chain 10 m, st. steel 3556310r",{"v":1541,"d":"1,541"},"Z"]
[96490272,"Подъемная цепь с карабином GRUNDFOS","Chain 10 m, st. steel 3556410r",{"v":4387,"d":"4,387"},"Z"]
[96490258,"Подъемная цепь с карабином GRUNDFOS","CHain 12 m, st. steel 3556312r",{"v":1688,"d":"1,688"},"Z"]
[96490273,"Подъемная цепь с карабином GRUNDFOS","CHain 12 m, st. steel 3556412r",{"v":5078,"d":"5,078"},"Z"]
[96490254,"Подъемная цепь с карабином GRUNDFOS","Chain 4 m, st. steel 3556304r",{"v":1067,"d":"1,067"},"Z"]
[96490259,"Подъемная цепь с карабином GRUNDFOS","CHain 4 m, st. steel 3556404r",{"v":2343,"d":"2,343"},"Z"]
[96490255,"Подъемная цепь с карабином GRUNDFOS","Chain 6 m, st. steel 3556306r",{"v":1270,"d":"1,270"},"Z"]
[96490270,"Подъемная цепь с карабином GRUNDFOS","Chain 6 m, st. steel 3556406r",{"v":3005,"d":"3,005"},"Z"]
[96490256,"Подъемная цепь с карабином GRUNDFOS","Chain 8 m, st. steel 3556308r",{"v":1378,"d":"1,378"},"Z"]
[96884370,"Цепь со скобой (оцинк.сталь) GRUNDFOS","Chain with Shackle, galv. 10m",128,"Z"]
[96884372,"Цепь со скобой (оцинк.сталь) GRUNDFOS","Chain with Shackle, galvanized, 3m",57,"Z"]
[96884371,"Цепь со скобой (оцинк.сталь) GRUNDFOS","Chain with Shackle, galvanized, 6m",88,"Z"]
[98301408,"Модуль передачи данных CIM 500 GRUNDFOS","CIM500 Add-on cpl. packed",496,"Z"]
[98128063,"Интерфейс передачи данных CIU 152 GRUNDFOS","CIU152 Autoadapt Profibus DP cpl.",551,"Z"]
[98424321,"Интерфейс передачи данных CIU CIU 251 с аккумулятором GRUNDFOS","CIU251, GSM IO Cpl.",738,"Z"]
[96753894,"Интерфейс передачи данных CIU 500 GRUNDFOS","CIU500 cpl. packed",598,"Z"]
[97644690,"Интерфейс передачи данных CIU 902 GRUNDFOS","CIU902 Autoadapt cpl. with packaging,IPP",439,"Z"]
[405282,"Муфта Flexi Clamp GRUNDFOS","Clamp with welding flange EPDM",116,"Z"]
[415300,"Муфта Flexi Clamp GRUNDFOS","Clamp with weldingflange EPDM, CPL.",116,"Z"]
[335251,"Муфта Flexi Clamp GRUNDFOS","Clamp with Weldingflange EPDM, CPL.",170,"Z"]
[425242,"Муфта Flexi Clamp GRUNDFOS","Clamp with weldingflange EPDM, CPL.",172,"Z"]
[405283,"Муфта Flexi Clamp GRUNDFOS","Clamp with weldingflange FKM, CPL.",116,"Z"]
[415301,"Муфта Flexi Clamp GRUNDFOS","Clamp with weldingflange FKM, CPL.",117,"Z"]
[335252,"Муфта Flexi Clamp GRUNDFOS","Clamp with weldingflange FKM, CPL.",173,"Z"]
[425243,"Муфта Flexi Clamp GRUNDFOS","Clamp with weldingflange FKM, CPL.",174,"Z"]
[425238,"Муфта Flexi Clamp GRUNDFOS","Clamp-unit with 1 1/2\"Rp,EPDM,KP",185,"Z"]
[425239,"Муфта Flexi Clamp GRUNDFOS","Clamp-unit with 1 1/2\"Rp,FKM,KP",187,"Z"]
[405280,"Муфта Flexi Clamp GRUNDFOS","Clamp-unit with 1\"Rp, EPDM,KP",119,"Z"]
[405281,"Муфта Flexi Clamp GRUNDFOS","Clamp-unit with 1\"Rp,FKM,KP",119,"Z"]
[335241,"Муфта Flexi Clamp GRUNDFOS","Clamp-unit with 2\"Rp,EPDM,KP",189,"Z"]
[335242,"Муфта Flexi Clamp GRUNDFOS","Clamp-unit with 2\"Rp,FKM,KP",191,"Z"]
[415296,"Муфта Flexi Clamp GRUNDFOS","Clamp-unit with 5/4\"Rp,EPDM,KP",116,"Z"]
[415297,"Муфта Flexi Clamp GRUNDFOS","Clamp-unit with 5/4\"RP,FKM,KP",116,"Z"]
[91070503,"Кабельная муфта разъемная GRUNDFOS","CLUTCH CABLE MS6000/MS6",305,"Z"]
[96806942,"Насос GRUNDFOS","CM10-1 A-R-A-E-AVBE C-A-A-N",397,"F6"]
[96806944,"Насос GRUNDFOS","CM10-1 A-R-A-E-AVBE F-A-A-N",379,"F6"]
[97516544,"Насос GRUNDFOS","CM10-1 A-R-A-V-AVBV C-A-A-N",406,"F6"]
[97509519,"Насос GRUNDFOS","CM10-1 A-R-A-V-AVBV F-A-A-N",388,"F6"]
[97516660,"Насос GRUNDFOS","CM10-1 A-R-G-E-AQQE C-A-A-N",639,"F6"]
[96943183,"Насос GRUNDFOS","CM10-1 A-R-G-E-AQQE F-A-A-N",623,"F6"]
[97516720,"Насос GRUNDFOS","CM10-1 A-R-G-V-AQQV C-A-A-N",661,"F6"]
[96806982,"Насос GRUNDFOS","CM10-1 A-R-G-V-AQQV F-A-A-N",643,"F6"]
[97515062,"Насос GRUNDFOS","CM10-1 A-R-I-E-AQQE C-A-A-N",566,"F6"]
[97515133,"Насос GRUNDFOS","CM10-1 A-R-I-E-AQQE F-A-A-N",548,"F6"]
[97516403,"Насос GRUNDFOS","CM10-1 A-R-I-V-AQQV C-A-A-N",588,"F6"]
[97516404,"Насос GRUNDFOS","CM10-1 A-R-I-V-AQQV F-A-A-N",570,"F6"]
[96935481,"Насос GRUNDFOS","CM10-2 A-R-A-E-AVBE C-A-A-N",597,"F6"]
[96806945,"Насос GRUNDFOS","CM10-2 A-R-A-E-AVBE F-A-A-N",415,"F6"]
[96943349,"Насос GRUNDFOS","CM10-2 A-R-A-V-AVBV C-A-A-N",606,"F6"]
[96943350,"Насос GRUNDFOS","CM10-2 A-R-A-V-AVBV F-A-A-N",424,"F6"]
[96943217,"Насос GRUNDFOS","CM10-2 A-R-G-E-AQQE C-A-A-N",883,"F6"]
[96943219,"Насос GRUNDFOS","CM10-2 A-R-G-E-AQQE F-A-A-N",718,"F6"]
[96943232,"Насос GRUNDFOS","CM10-2 A-R-G-V-AQQV C-A-A-N",903,"F6"]
[96806983,"Насос GRUNDFOS","CM10-2 A-R-G-V-AQQV F-A-A-N",739,"F6"]
[96946004,"Насос GRUNDFOS","CM10-2 A-R-I-E-AQQE C-A-A-N",762,"F6"]
[96945992,"Насос GRUNDFOS","CM10-2 A-R-I-E-AQQE F-A-A-N",588,"F6"]
[96945999,"Насос GRUNDFOS","CM10-2 A-R-I-V-AQQV C-A-A-N",784,"F6"]
[96945995,"Насос GRUNDFOS","CM10-2 A-R-I-V-AQQV F-A-A-N",610,"F6"]
[96806943,"Насос GRUNDFOS","CM10-3 A-R-A-E-AVBE C-A-A-N",823,"F6"]
[96806946,"Насос GRUNDFOS","CM10-3 A-R-A-E-AVBE F-A-A-N",625,"F6"]
[96943358,"Насос GRUNDFOS","CM10-3 A-R-A-V-AVBV C-A-A-N",832,"F6"]
[96943359,"Насос GRUNDFOS","CM10-3 A-R-A-V-AVBV F-A-A-N",634,"F6"]
[96943250,"Насос GRUNDFOS","CM10-3 A-R-G-E-AQQE C-A-A-N",{"v":1079,"d":"1,079"},"F6"]
[96943251,"Насос GRUNDFOS","CM10-3 A-R-G-E-AQQE F-A-A-N",900,"F6"]
[96806981,"Насос GRUNDFOS","CM10-3 A-R-G-V-AQQV C-A-A-N",{"v":1100,"d":"1,100"},"F6"]
[96806984,"Насос GRUNDFOS","CM10-3 A-R-G-V-AQQV F-A-A-N",920,"F6"]
[96946005,"Насос GRUNDFOS","CM10-3 A-R-I-E-AQQE C-A-A-N",930,"F6"]
[96945996,"Насос GRUNDFOS","CM10-3 A-R-I-E-AQQE F-A-A-N",741,"F6"]
[96946000,"Насос GRUNDFOS","CM10-3 A-R-I-V-AQQV C-A-A-N",952,"F6"]
[96945993,"Насос GRUNDFOS","CM10-3 A-R-I-V-AQQV F-A-A-N",764,"F6"]
[96935485,"Насос GRUNDFOS","CM10-4 A-R-A-E-AVBE F-A-A-N",830,"F6"]
[96943375,"Насос GRUNDFOS","CM10-4 A-R-A-V-AVBV F-A-A-N",840,"F6"]
[96943261,"Насос GRUNDFOS","CM10-4 A-R-G-E-AQQE F-A-A-N",{"v":1184,"d":"1,184"},"F6"]
[96806985,"Насос GRUNDFOS","CM10-4 A-R-G-V-AQQV F-A-A-N",{"v":1204,"d":"1,204"},"F6"]
[96945979,"Насос GRUNDFOS","CM10-4 A-R-I-E-AQQE F-A-A-N",{"v":1012,"d":"1,012"},"F6"]
[96945980,"Насос GRUNDFOS","CM10-4 A-R-I-V-AQQV F-A-A-N",{"v":1034,"d":"1,034"},"F6"]
[96806947,"Насос GRUNDFOS","CM10-5 A-R-A-E-AVBE F-A-A-N",982,"F6"]
[97516545,"Насос GRUNDFOS","CM10-5 A-R-A-V-AVBV F-A-A-N",992,"F6"]
[96943269,"Насос GRUNDFOS","CM10-5 A-R-G-E-AQQE F-A-A-N",{"v":1247,"d":"1,247"},"F6"]
[96943270,"Насос GRUNDFOS","CM10-5 A-R-G-V-AQQV F-A-A-N",{"v":1268,"d":"1,268"},"F6"]
[96945994,"Насос GRUNDFOS","CM10-5 A-R-I-E-AQQE F-A-A-N",{"v":1095,"d":"1,095"},"F6"]
[96945978,"Насос GRUNDFOS","CM10-5 A-R-I-V-AQQV F-A-A-N",{"v":1117,"d":"1,117"},"F6"]
[97515303,"Насос GRUNDFOS","CM10-6 A-R-G-E-AQQE F-A-A-N",{"v":1338,"d":"1,338"},"F6"]
[97516721,"Насос GRUNDFOS","CM10-6 A-R-G-V-AQQV F-A-A-N",{"v":1358,"d":"1,358"},"F6"]
[96935489,"Насос GRUNDFOS","CM10-7 A-R-G-E-AQQE F-A-A-N",{"v":1426,"d":"1,426"},"F6"]
[97516722,"Насос GRUNDFOS","CM10-7 A-R-G-V-AQQV F-A-A-N",{"v":1447,"d":"1,447"},"F6"]
[96935490,"Насос GRUNDFOS","CM10-8 A-R-G-E-AQQE F-A-A-N",{"v":1703,"d":"1,703"},"F6"]
[96806987,"Насос GRUNDFOS","CM10-8 A-R-G-V-AQQV F-A-A-N",{"v":1724,"d":"1,724"},"F6"]
[97515026,"Насос GRUNDFOS","CM1-10 A-R-G-E-AQQE C-A-A-N",693,"F6"]
[97515125,"Насос GRUNDFOS","CM1-10 A-R-G-E-AQQE F-A-A-N",676,"F6"]
[97516686,"Насос GRUNDFOS","CM1-10 A-R-G-V-AQQV C-A-A-N",703,"F6"]
[97516687,"Насос GRUNDFOS","CM1-10 A-R-G-V-AQQV F-A-A-N",686,"F6"]
[96935421,"Насос GRUNDFOS","CM1-11 A-R-G-E-AQQE C-A-A-N",740,"F6"]
[96935422,"Насос GRUNDFOS","CM1-11 A-R-G-E-AQQE F-A-A-N",715,"F6"]
[97516688,"Насос GRUNDFOS","CM1-11 A-R-G-V-AQQV C-A-A-N",750,"F6"]
[97516689,"Насос GRUNDFOS","CM1-11 A-R-G-V-AQQV F-A-A-N",726,"F6"]
[96935423,"Насос GRUNDFOS","CM1-12 A-R-G-E-AQQE C-A-A-N",795,"F6"]
[96935424,"Насос GRUNDFOS","CM1-12 A-R-G-E-AQQE F-A-A-N",770,"F6"]
[97516690,"Насос GRUNDFOS","CM1-12 A-R-G-V-AQQV C-A-A-N",805,"F6"]
[96806839,"Насос GRUNDFOS","CM1-12 A-R-G-V-AQQV F-A-A-N",781,"F6"]
[96935425,"Насос GRUNDFOS","CM1-13 A-R-G-E-AQQE C-A-A-N",831,"F6"]
[96935426,"Насос GRUNDFOS","CM1-13 A-R-G-E-AQQE F-A-A-N",806,"F6"]
[97516691,"Насос GRUNDFOS","CM1-13 A-R-G-V-AQQV C-A-A-N",841,"F6"]
[97516692,"Насос GRUNDFOS","CM1-13 A-R-G-V-AQQV F-A-A-N",817,"F6"]
[96935427,"Насос GRUNDFOS","CM1-14 A-R-G-E-AQQE C-A-A-N",{"v":1107,"d":"1,107"},"F6"]
[96935428,"Насос GRUNDFOS","CM1-14 A-R-G-E-AQQE F-A-A-N",942,"F6"]
[97516693,"Насос GRUNDFOS","CM1-14 A-R-G-V-AQQV C-A-A-N",{"v":1117,"d":"1,117"},"F6"]
[96806783,"Насос GRUNDFOS","CM1-14 A-R-G-V-AQQV F-A-A-N",952,"F6"]
[96935383,"Насос GRUNDFOS","CM1-2 A-R-A-E-AVBE C-A-A-N",241,"F6"]
[96935384,"Насос GRUNDFOS","CM1-2 A-R-A-E-AVBE F-A-A-N",232,"F6"]
[96989421,"Насос GRUNDFOS","CM1-2 A-R-A-V-AVBV C-A-A-N",246,"F6"]
[97516508,"Насос GRUNDFOS","CM1-2 A-R-A-V-AVBV F-A-A-N",236,"F6"]
[97516635,"Насос GRUNDFOS","CM1-2 A-R-G-E-AQQE C-A-A-N",443,"F6"]
[97509582,"Насос GRUNDFOS","CM1-2 A-R-G-E-AQQE F-A-A-N",435,"F6"]
[97516670,"Насос GRUNDFOS","CM1-2 A-R-G-V-AQQV C-A-A-N",453,"F6"]
[97516671,"Насос GRUNDFOS","CM1-2 A-R-G-V-AQQV F-A-A-N",445,"F6"]
[97514162,"Насос GRUNDFOS","CM1-2 A-R-I-E-AQQE C-A-A-N",374,"F6"]
[97514413,"Насос GRUNDFOS","CM1-2 A-R-I-E-AQQE F-A-A-N",365,"F6"]
[97516381,"Насос GRUNDFOS","CM1-2 A-R-I-V-AQQV C-A-A-N",385,"F6"]
[97516382,"Насос GRUNDFOS","CM1-2 A-R-I-V-AQQV F-A-A-N",376,"F6"]
[96806792,"Насос GRUNDFOS","CM1-3 A-R-A-E-AVBE C-A-A-N",264,"F6"]
[96935387,"Насос GRUNDFOS","CM1-3 A-R-A-E-AVBE F-A-A-N",255,"F6"]
[97516509,"Насос GRUNDFOS","CM1-3 A-R-A-V-AVBV C-A-A-N",268,"F6"]
[97516510,"Насос GRUNDFOS","CM1-3 A-R-A-V-AVBV F-A-A-N",259,"F6"]
[97516636,"Насос GRUNDFOS","CM1-3 A-R-G-E-AQQE C-A-A-N",491,"F6"]
[97516637,"Насос GRUNDFOS","CM1-3 A-R-G-E-AQQE F-A-A-N",483,"F6"]
[97516672,"Насос GRUNDFOS","CM1-3 A-R-G-V-AQQV C-A-A-N",502,"F6"]
[97516673,"Насос GRUNDFOS","CM1-3 A-R-G-V-AQQV F-A-A-N",493,"F6"]
[97514439,"Насос GRUNDFOS","CM1-3 A-R-I-E-AQQE C-A-A-N",409,"F6"]
[97515109,"Насос GRUNDFOS","CM1-3 A-R-I-E-AQQE F-A-A-N",400,"F6"]
[97516383,"Насос GRUNDFOS","CM1-3 A-R-I-V-AQQV C-A-A-N",420,"F6"]
[97516384,"Насос GRUNDFOS","CM1-3 A-R-I-V-AQQV F-A-A-N",411,"F6"]
[96935390,"Насос GRUNDFOS","CM1-4 A-R-A-E-AVBE C-A-A-N",290,"F6"]
[96935391,"Насос GRUNDFOS","CM1-4 A-R-A-E-AVBE F-A-A-N",276,"F6"]
[97516511,"Насос GRUNDFOS","CM1-4 A-R-A-V-AVBV C-A-A-N",295,"F6"]
[97516512,"Насос GRUNDFOS","CM1-4 A-R-A-V-AVBV F-A-A-N",281,"F6"]
[97516638,"Насос GRUNDFOS","CM1-4 A-R-G-E-AQQE C-A-A-N",525,"F6"]
[97516639,"Насос GRUNDFOS","CM1-4 A-R-G-E-AQQE F-A-A-N",512,"F6"]
[97516674,"Насос GRUNDFOS","CM1-4 A-R-G-V-AQQV C-A-A-N",535,"F6"]
[97516675,"Насос GRUNDFOS","CM1-4 A-R-G-V-AQQV F-A-A-N",522,"F6"]
[97514999,"Насос GRUNDFOS","CM1-4 A-R-I-E-AQQE C-A-A-N",441,"F6"]
[97515121,"Насос GRUNDFOS","CM1-4 A-R-I-E-AQQE F-A-A-N",428,"F6"]
[97516385,"Насос GRUNDFOS","CM1-4 A-R-I-V-AQQV C-A-A-N",452,"F6"]
[97516386,"Насос GRUNDFOS","CM1-4 A-R-I-V-AQQV F-A-A-N",439,"F6"]
[96806794,"Насос GRUNDFOS","CM1-5 A-R-A-E-AVBE C-A-A-N",307,"F6"]
[96935404,"Насос GRUNDFOS","CM1-5 A-R-A-E-AVBE F-A-A-N",293,"F6"]
[97516513,"Насос GRUNDFOS","CM1-5 A-R-A-V-AVBV C-A-A-N",311,"F6"]
[97516514,"Насос GRUNDFOS","CM1-5 A-R-A-V-AVBV F-A-A-N",298,"F6"]
[97516640,"Насос GRUNDFOS","CM1-5 A-R-G-E-AQQE C-A-A-N",557,"F6"]
[97516641,"Насос GRUNDFOS","CM1-5 A-R-G-E-AQQE F-A-A-N",544,"F6"]
[97516676,"Насос GRUNDFOS","CM1-5 A-R-G-V-AQQV C-A-A-N",567,"F6"]
[97516677,"Насос GRUNDFOS","CM1-5 A-R-G-V-AQQV F-A-A-N",554,"F6"]
[97515000,"Насос GRUNDFOS","CM1-5 A-R-I-E-AQQE C-A-A-N",473,"F6"]
[96807014,"Насос GRUNDFOS","CM1-5 A-R-I-E-AQQE F-A-A-N",460,"F6"]
[97516387,"Насос GRUNDFOS","CM1-5 A-R-I-V-AQQV C-A-A-N",484,"F6"]
[97516388,"Насос GRUNDFOS","CM1-5 A-R-I-V-AQQV F-A-A-N",470,"F6"]
[96806957,"Насос GRUNDFOS","CM15-1 A-R-A-E-AVBE C-A-A-N",998,"F6"]
[96806959,"Насос GRUNDFOS","CM15-1 A-R-A-E-AVBE F-A-A-N",816,"F6"]
[97516546,"Насос GRUNDFOS","CM15-1 A-R-A-V-AVBV C-A-A-N",{"v":1007,"d":"1,007"},"F6"]
[97516547,"Насос GRUNDFOS","CM15-1 A-R-A-V-AVBV F-A-A-N",825,"F6"]
[97516661,"Насос GRUNDFOS","CM15-1 A-R-G-E-AQQE C-A-A-N",{"v":1200,"d":"1,200"},"F6"]
[96806998,"Насос GRUNDFOS","CM15-1 A-R-G-E-AQQE F-A-A-N",{"v":1036,"d":"1,036"},"F6"]
[97516723,"Насос GRUNDFOS","CM15-1 A-R-G-V-AQQV C-A-A-N",{"v":1221,"d":"1,221"},"F6"]
[97516724,"Насос GRUNDFOS","CM15-1 A-R-G-V-AQQV F-A-A-N",{"v":1056,"d":"1,056"},"F6"]
[97515064,"Насос GRUNDFOS","CM15-1 A-R-I-E-AQQE C-A-A-N",{"v":1074,"d":"1,074"},"F6"]
[97515263,"Насос GRUNDFOS","CM15-1 A-R-I-E-AQQE F-A-A-N",899,"F6"]
[97516405,"Насос GRUNDFOS","CM15-1 A-R-I-V-AQQV C-A-A-N",{"v":1095,"d":"1,095"},"F6"]
[97516406,"Насос GRUNDFOS","CM15-1 A-R-I-V-AQQV F-A-A-N",921,"F6"]
[96935492,"Насос GRUNDFOS","CM15-2 A-R-A-E-AVBE C-A-A-N",{"v":1141,"d":"1,141"},"F6"]
[96806958,"Насос GRUNDFOS","CM15-2 A-R-A-E-AVBE F-A-A-N",942,"F6"]
[97516548,"Насос GRUNDFOS","CM15-2 A-R-A-V-AVBV C-A-A-N",{"v":1150,"d":"1,150"},"F6"]
[97516549,"Насос GRUNDFOS","CM15-2 A-R-A-V-AVBV F-A-A-N",952,"F6"]
[97516662,"Насос GRUNDFOS","CM15-2 A-R-G-E-AQQE C-A-A-N",{"v":1365,"d":"1,365"},"F6"]
[97516663,"Насос GRUNDFOS","CM15-2 A-R-G-E-AQQE F-A-A-N",{"v":1186,"d":"1,186"},"F6"]
[97516725,"Насос GRUNDFOS","CM15-2 A-R-G-V-AQQV C-A-A-N",{"v":1386,"d":"1,386"},"F6"]
[97516726,"Насос GRUNDFOS","CM15-2 A-R-G-V-AQQV F-A-A-N",{"v":1207,"d":"1,207"},"F6"]
[97515063,"Насос GRUNDFOS","CM15-2 A-R-I-E-AQQE C-A-A-N",{"v":1218,"d":"1,218"},"F6"]
[97515106,"Насос GRUNDFOS","CM15-2 A-R-I-E-AQQE F-A-A-N",{"v":1029,"d":"1,029"},"F6"]
[97516407,"Насос GRUNDFOS","CM15-2 A-R-I-V-AQQV C-A-A-N",{"v":1240,"d":"1,240"},"F6"]
[97516408,"Насос GRUNDFOS","CM15-2 A-R-I-V-AQQV F-A-A-N",{"v":1051,"d":"1,051"},"F6"]
[96935495,"Насос GRUNDFOS","CM15-3 A-R-A-E-AVBE F-A-A-N",{"v":1094,"d":"1,094"},"F6"]
[97516550,"Насос GRUNDFOS","CM15-3 A-R-A-V-AVBV F-A-A-N",{"v":1104,"d":"1,104"},"F6"]
[97516664,"Насос GRUNDFOS","CM15-3 A-R-G-E-AQQE F-A-A-N",{"v":1370,"d":"1,370"},"F6"]
[97516727,"Насос GRUNDFOS","CM15-3 A-R-G-V-AQQV F-A-A-N",{"v":1391,"d":"1,391"},"F6"]
[97515107,"Насос GRUNDFOS","CM15-3 A-R-I-E-AQQE F-A-A-N",{"v":1185,"d":"1,185"},"F6"]
[97516409,"Насос GRUNDFOS","CM15-3 A-R-I-V-AQQV F-A-A-N",{"v":1207,"d":"1,207"},"F6"]
[96806960,"Насос GRUNDFOS","CM15-4 A-R-A-E-AVBE F-A-A-N",{"v":1150,"d":"1,150"},"F6"]
[97516551,"Насос GRUNDFOS","CM15-4 A-R-A-V-AVBV F-A-A-N",{"v":1159,"d":"1,159"},"F6"]
[97516665,"Насос GRUNDFOS","CM15-4 A-R-G-E-AQQE F-A-A-N",{"v":1566,"d":"1,566"},"F6"]
[96806999,"Насос GRUNDFOS","CM15-4 A-R-G-V-AQQV F-A-A-N",{"v":1586,"d":"1,586"},"F6"]
[97515269,"Насос GRUNDFOS","CM15-4 A-R-I-E-AQQE F-A-A-N",{"v":1328,"d":"1,328"},"F6"]
[97516410,"Насос GRUNDFOS","CM15-4 A-R-I-V-AQQV F-A-A-N",{"v":1350,"d":"1,350"},"F6"]
[96935407,"Насос GRUNDFOS","CM1-6 A-R-A-E-AVBE C-A-A-N",326,"F6"]
[96935408,"Насос GRUNDFOS","CM1-6 A-R-A-E-AVBE F-A-A-N",313,"F6"]
[97516515,"Насос GRUNDFOS","CM1-6 A-R-A-V-AVBV C-A-A-N",331,"F6"]
[97516516,"Насос GRUNDFOS","CM1-6 A-R-A-V-AVBV F-A-A-N",317,"F6"]
[97516642,"Насос GRUNDFOS","CM1-6 A-R-G-E-AQQE C-A-A-N",571,"F6"]
[97516643,"Насос GRUNDFOS","CM1-6 A-R-G-E-AQQE F-A-A-N",558,"F6"]
[97516678,"Насос GRUNDFOS","CM1-6 A-R-G-V-AQQV C-A-A-N",581,"F6"]
[97516679,"Насос GRUNDFOS","CM1-6 A-R-G-V-AQQV F-A-A-N",569,"F6"]
[97515021,"Насос GRUNDFOS","CM1-6 A-R-I-E-AQQE C-A-A-N",480,"F6"]
[97515122,"Насос GRUNDFOS","CM1-6 A-R-I-E-AQQE F-A-A-N",467,"F6"]
[97516389,"Насос GRUNDFOS","CM1-6 A-R-I-V-AQQV C-A-A-N",491,"F6"]
[97516390,"Насос GRUNDFOS","CM1-6 A-R-I-V-AQQV F-A-A-N",478,"F6"]
[96806796,"Насос GRUNDFOS","CM1-7 A-R-A-E-AVBE C-A-A-N",368,"F6"]
[96935411,"Насос GRUNDFOS","CM1-7 A-R-A-E-AVBE F-A-A-N",355,"F6"]
[97516517,"Насос GRUNDFOS","CM1-7 A-R-A-V-AVBV C-A-A-N",373,"F6"]
[97516518,"Насос GRUNDFOS","CM1-7 A-R-A-V-AVBV F-A-A-N",359,"F6"]
[97516644,"Насос GRUNDFOS","CM1-7 A-R-G-E-AQQE C-A-A-N",618,"F6"]
[97516645,"Насос GRUNDFOS","CM1-7 A-R-G-E-AQQE F-A-A-N",605,"F6"]
[97516680,"Насос GRUNDFOS","CM1-7 A-R-G-V-AQQV C-A-A-N",628,"F6"]
[97516681,"Насос GRUNDFOS","CM1-7 A-R-G-V-AQQV F-A-A-N",616,"F6"]
[97515023,"Насос GRUNDFOS","CM1-7 A-R-I-E-AQQE C-A-A-N",540,"F6"]
[97515123,"Насос GRUNDFOS","CM1-7 A-R-I-E-AQQE F-A-A-N",527,"F6"]
[97516391,"Насос GRUNDFOS","CM1-7 A-R-I-V-AQQV C-A-A-N",551,"F6"]
[97516392,"Насос GRUNDFOS","CM1-7 A-R-I-V-AQQV F-A-A-N",538,"F6"]
[96806798,"Насос GRUNDFOS","CM1-8 A-R-A-E-AVBE C-A-A-N",395,"F6"]
[96935414,"Насос GRUNDFOS","CM1-8 A-R-A-E-AVBE F-A-A-N",377,"F6"]
[97516519,"Насос GRUNDFOS","CM1-8 A-R-A-V-AVBV C-A-A-N",399,"F6"]
[97516520,"Насос GRUNDFOS","CM1-8 A-R-A-V-AVBV F-A-A-N",381,"F6"]
[97516646,"Насос GRUNDFOS","CM1-8 A-R-G-E-AQQE C-A-A-N",663,"F6"]
[97516647,"Насос GRUNDFOS","CM1-8 A-R-G-E-AQQE F-A-A-N",646,"F6"]
[97516682,"Насос GRUNDFOS","CM1-8 A-R-G-V-AQQV C-A-A-N",674,"F6"]
[97516683,"Насос GRUNDFOS","CM1-8 A-R-G-V-AQQV F-A-A-N",657,"F6"]
[97515024,"Насос GRUNDFOS","CM1-8 A-R-I-E-AQQE C-A-A-N",557,"F6"]
[96976902,"Насос GRUNDFOS","CM1-8 A-R-I-E-AQQE F-A-A-N",539,"F6"]
[97516393,"Насос GRUNDFOS","CM1-8 A-R-I-V-AQQV C-A-A-N",568,"F6"]
[97516394,"Насос GRUNDFOS","CM1-8 A-R-I-V-AQQV F-A-A-N",550,"F6"]
[97515025,"Насос GRUNDFOS","CM1-9 A-R-G-E-AQQE C-A-A-N",675,"F6"]
[97515124,"Насос GRUNDFOS","CM1-9 A-R-G-E-AQQE F-A-A-N",658,"F6"]
[97516684,"Насос GRUNDFOS","CM1-9 A-R-G-V-AQQV C-A-A-N",685,"F6"]
[96806782,"Насос GRUNDFOS","CM1-9 A-R-G-V-AQQV F-A-A-N",668,"F6"]
[96935498,"Насос GRUNDFOS","CM25-1 A-R-A-E-AVBE C-A-A-N",{"v":1078,"d":"1,078"},"F6"]
[96806971,"Насос GRUNDFOS","CM25-1 A-R-A-E-AVBE F-A-A-N",880,"F6"]
[97516552,"Насос GRUNDFOS","CM25-1 A-R-A-V-AVBV C-A-A-N",{"v":1087,"d":"1,087"},"F6"]
[97516553,"Насос GRUNDFOS","CM25-1 A-R-A-V-AVBV F-A-A-N",889,"F6"]
[97516666,"Насос GRUNDFOS","CM25-1 A-R-G-E-AQQE C-A-A-N",{"v":1288,"d":"1,288"},"F6"]
[96987878,"Насос GRUNDFOS","CM25-1 A-R-G-E-AQQE F-A-A-N",{"v":1109,"d":"1,109"},"F6"]
[97516728,"Насос GRUNDFOS","CM25-1 A-R-G-V-AQQV C-A-A-N",{"v":1308,"d":"1,308"},"F6"]
[96807008,"Насос GRUNDFOS","CM25-1 A-R-G-V-AQQV F-A-A-N",{"v":1129,"d":"1,129"},"F6"]
[97515065,"Насос GRUNDFOS","CM25-1 A-R-I-E-AQQE C-A-A-N",{"v":1176,"d":"1,176"},"F6"]
[97515282,"Насос GRUNDFOS","CM25-1 A-R-I-E-AQQE F-A-A-N",987,"F6"]
[97516411,"Насос GRUNDFOS","CM25-1 A-R-I-V-AQQV C-A-A-N",{"v":1198,"d":"1,198"},"F6"]
[97516412,"Насос GRUNDFOS","CM25-1 A-R-I-V-AQQV F-A-A-N",{"v":1009,"d":"1,009"},"F6"]
[96935501,"Насос GRUNDFOS","CM25-2 A-R-A-E-AVBE F-A-A-N",{"v":1119,"d":"1,119"},"F6"]
[97516554,"Насос GRUNDFOS","CM25-2 A-R-A-V-AVBV F-A-A-N",{"v":1128,"d":"1,128"},"F6"]
[97516667,"Насос GRUNDFOS","CM25-2 A-R-G-E-AQQE F-A-A-N",{"v":1549,"d":"1,549"},"F6"]
[97516729,"Насос GRUNDFOS","CM25-2 A-R-G-V-AQQV F-A-A-N",{"v":1570,"d":"1,570"},"F6"]
[97509109,"Насос GRUNDFOS","CM25-2 A-R-I-E-AQQE F-A-A-N",{"v":1376,"d":"1,376"},"F6"]
[97516413,"Насос GRUNDFOS","CM25-2 A-R-I-V-AQQV F-A-A-N",{"v":1398,"d":"1,398"},"F6"]
[96935503,"Насос GRUNDFOS","CM25-3 A-R-A-E-AVBE F-A-A-N",{"v":1385,"d":"1,385"},"F6"]
[97516555,"Насос GRUNDFOS","CM25-3 A-R-A-V-AVBV F-A-A-N",{"v":1395,"d":"1,395"},"F6"]
[97516668,"Насос GRUNDFOS","CM25-3 A-R-G-E-AQQE F-A-A-N",{"v":1917,"d":"1,917"},"F6"]
[97516730,"Насос GRUNDFOS","CM25-3 A-R-G-V-AQQV F-A-A-N",{"v":1938,"d":"1,938"},"F6"]
[97509108,"Насос GRUNDFOS","CM25-3 A-R-I-E-AQQE F-A-A-N",{"v":1701,"d":"1,701"},"F6"]
[97510967,"Насос GRUNDFOS","CM25-3 A-R-I-V-AQQV F-A-A-N",{"v":1723,"d":"1,723"},"F6"]
[96806972,"Насос GRUNDFOS","CM25-4 A-R-A-E-AVBE F-A-A-N",{"v":1691,"d":"1,691"},"F6"]
[97516556,"Насос GRUNDFOS","CM25-4 A-R-A-V-AVBV F-A-A-N",{"v":1700,"d":"1,700"},"F6"]
[97516669,"Насос GRUNDFOS","CM25-4 A-R-G-E-AQQE F-A-A-N",{"v":2221,"d":"2,221"},"F6"]
[96807009,"Насос GRUNDFOS","CM25-4 A-R-G-V-AQQV F-A-A-N",{"v":2242,"d":"2,242"},"F6"]
[97509588,"Насос GRUNDFOS","CM25-4 A-R-I-E-AQQE F-A-A-N",{"v":1973,"d":"1,973"},"F6"]
[97516414,"Насос GRUNDFOS","CM25-4 A-R-I-V-AQQV F-A-A-N",{"v":1995,"d":"1,995"},"F6"]
[97515036,"Насос GRUNDFOS","CM3-10 A-R-G-E-AQQE C-A-A-N",972,"F6"]
[96967507,"Насос GRUNDFOS","CM3-10 A-R-G-E-AQQE F-A-A-N",807,"F6"]
[97516700,"Насос GRUNDFOS","CM3-10 A-R-G-V-AQQV C-A-A-N",983,"F6"]
[97516701,"Насос GRUNDFOS","CM3-10 A-R-G-V-AQQV F-A-A-N",818,"F6"]
[96935447,"Насос GRUNDFOS","CM3-11 A-R-G-E-AQQE C-A-A-N",{"v":1066,"d":"1,066"},"F6"]
[96935448,"Насос GRUNDFOS","CM3-11 A-R-G-E-AQQE F-A-A-N",902,"F6"]
[97516702,"Насос GRUNDFOS","CM3-11 A-R-G-V-AQQV C-A-A-N",{"v":1077,"d":"1,077"},"F6"]
[97516703,"Насос GRUNDFOS","CM3-11 A-R-G-V-AQQV F-A-A-N",912,"F6"]
[96935449,"Насос GRUNDFOS","CM3-12 A-R-G-E-AQQE C-A-A-N",{"v":1098,"d":"1,098"},"F6"]
[96935450,"Насос GRUNDFOS","CM3-12 A-R-G-E-AQQE F-A-A-N",933,"F6"]
[97516704,"Насос GRUNDFOS","CM3-12 A-R-G-V-AQQV C-A-A-N",{"v":1108,"d":"1,108"},"F6"]
[96806786,"Насос GRUNDFOS","CM3-12 A-R-G-V-AQQV F-A-A-N",943,"F6"]
[96935451,"Насос GRUNDFOS","CM3-13 A-R-G-E-AQQE C-A-A-N",{"v":1116,"d":"1,116"},"F6"]
[96935452,"Насос GRUNDFOS","CM3-13 A-R-G-E-AQQE F-A-A-N",951,"F6"]
[97516705,"Насос GRUNDFOS","CM3-13 A-R-G-V-AQQV C-A-A-N",{"v":1126,"d":"1,126"},"F6"]
[97516706,"Насос GRUNDFOS","CM3-13 A-R-G-V-AQQV F-A-A-N",962,"F6"]
[96935453,"Насос GRUNDFOS","CM3-14 A-R-G-E-AQQE C-A-A-N",{"v":1148,"d":"1,148"},"F6"]
[96935454,"Насос GRUNDFOS","CM3-14 A-R-G-E-AQQE F-A-A-N",970,"F6"]
[97516707,"Насос GRUNDFOS","CM3-14 A-R-G-V-AQQV C-A-A-N",{"v":1158,"d":"1,158"},"F6"]
[97516708,"Насос GRUNDFOS","CM3-14 A-R-G-V-AQQV F-A-A-N",980,"F6"]
[96806802,"Насос GRUNDFOS","CM3-2 A-R-A-E-AVBE C-A-A-N",248,"F6"]
[96935429,"Насос GRUNDFOS","CM3-2 A-R-A-E-AVBE F-A-A-N",239,"F6"]
[97516521,"Насос GRUNDFOS","CM3-2 A-R-A-V-AVBV C-A-A-N",254,"F6"]
[97516522,"Насос GRUNDFOS","CM3-2 A-R-A-V-AVBV F-A-A-N",243,"F6"]
[96806880,"Насос GRUNDFOS","CM3-2 A-R-G-E-AQQE C-A-A-N",462,"F6"]
[96806870,"Насос GRUNDFOS","CM3-2 A-R-G-E-AQQE F-A-A-N",453,"F6"]
[96806842,"Насос GRUNDFOS","CM3-2 A-R-G-V-AQQV C-A-A-N",472,"F6"]
[96806821,"Насос GRUNDFOS","CM3-2 A-R-G-V-AQQV F-A-A-N",464,"F6"]
[96961011,"Насос GRUNDFOS","CM3-2 A-R-I-E-AQQE C-A-A-N",388,"F6"]
[96961023,"Насос GRUNDFOS","CM3-2 A-R-I-E-AQQE F-A-A-N",379,"F6"]
[96961124,"Насос GRUNDFOS","CM3-2 A-R-I-V-AQQV C-A-A-N",399,"F6"]
[96961024,"Насос GRUNDFOS","CM3-2 A-R-I-V-AQQV F-A-A-N",390,"F6"]
[96806803,"Насос GRUNDFOS","CM3-3 A-R-A-E-AVBE C-A-A-N",275,"F6"]
[96806830,"Насос GRUNDFOS","CM3-3 A-R-A-E-AVBE F-A-A-N",262,"F6"]
[97516523,"Насос GRUNDFOS","CM3-3 A-R-A-V-AVBV C-A-A-N",280,"F6"]
[96806832,"Насос GRUNDFOS","CM3-3 A-R-A-V-AVBV F-A-A-N",266,"F6"]
[96806865,"Насос GRUNDFOS","CM3-3 A-R-G-E-AQQE C-A-A-N",498,"F6"]
[96806871,"Насос GRUNDFOS","CM3-3 A-R-G-E-AQQE F-A-A-N",485,"F6"]
[96806879,"Насос GRUNDFOS","CM3-3 A-R-G-V-AQQV C-A-A-N",508,"F6"]
[96806823,"Насос GRUNDFOS","CM3-3 A-R-G-V-AQQV F-A-A-N",495,"F6"]
[96961025,"Насос GRUNDFOS","CM3-3 A-R-I-E-AQQE C-A-A-N",418,"F6"]
[96961026,"Насос GRUNDFOS","CM3-3 A-R-I-E-AQQE F-A-A-N",405,"F6"]
[96961030,"Насос GRUNDFOS","CM3-3 A-R-I-V-AQQV C-A-A-N",429,"F6"]
[96961031,"Насос GRUNDFOS","CM3-3 A-R-I-V-AQQV F-A-A-N",416,"F6"]
[96806858,"Насос GRUNDFOS","CM3-4 A-R-A-E-AVBE C-A-A-N",297,"F6"]
[96806807,"Насос GRUNDFOS","CM3-4 A-R-A-E-AVBE F-A-A-N",283,"F6"]
[96806861,"Насос GRUNDFOS","CM3-4 A-R-A-V-AVBV C-A-A-N",302,"F6"]
[97516524,"Насос GRUNDFOS","CM3-4 A-R-A-V-AVBV F-A-A-N",288,"F6"]
[96806889,"Насос GRUNDFOS","CM3-4 A-R-G-E-AQQE C-A-A-N",531,"F6"]
[96806884,"Насос GRUNDFOS","CM3-4 A-R-G-E-AQQE F-A-A-N",519,"F6"]
[96806864,"Насос GRUNDFOS","CM3-4 A-R-G-V-AQQV C-A-A-N",542,"F6"]
[96806822,"Насос GRUNDFOS","CM3-4 A-R-G-V-AQQV F-A-A-N",529,"F6"]
[96961045,"Насос GRUNDFOS","CM3-4 A-R-I-E-AQQE C-A-A-N",446,"F6"]
[96961047,"Насос GRUNDFOS","CM3-4 A-R-I-E-AQQE F-A-A-N",433,"F6"]
[96961048,"Насос GRUNDFOS","CM3-4 A-R-I-V-AQQV C-A-A-N",458,"F6"]
[96961049,"Насос GRUNDFOS","CM3-4 A-R-I-V-AQQV F-A-A-N",444,"F6"]
[96806804,"Насос GRUNDFOS","CM3-5 A-R-A-E-AVBE C-A-A-N",317,"F6"]
[96806834,"Насос GRUNDFOS","CM3-5 A-R-A-E-AVBE F-A-A-N",303,"F6"]
[97516525,"Насос GRUNDFOS","CM3-5 A-R-A-V-AVBV C-A-A-N",321,"F6"]
[97516526,"Насос GRUNDFOS","CM3-5 A-R-A-V-AVBV F-A-A-N",308,"F6"]
[96806882,"Насос GRUNDFOS","CM3-5 A-R-G-E-AQQE C-A-A-N",573,"F6"]
[96806868,"Насос GRUNDFOS","CM3-5 A-R-G-E-AQQE F-A-A-N",560,"F6"]
[96806843,"Насос GRUNDFOS","CM3-5 A-R-G-V-AQQV C-A-A-N",583,"F6"]
[96806828,"Насос GRUNDFOS","CM3-5 A-R-G-V-AQQV F-A-A-N",571,"F6"]
[96961051,"Насос GRUNDFOS","CM3-5 A-R-I-E-AQQE C-A-A-N",480,"F6"]
[96961052,"Насос GRUNDFOS","CM3-5 A-R-I-E-AQQE F-A-A-N",467,"F6"]
[96961053,"Насос GRUNDFOS","CM3-5 A-R-I-V-AQQV C-A-A-N",491,"F6"]
[96984043,"Насос GRUNDFOS","CM3-5 A-R-I-V-AQQV F-A-A-N",478,"F6"]
[96806805,"Насос GRUNDFOS","CM3-6 A-R-A-E-AVBE C-A-A-N",356,"F6"]
[96806808,"Насос GRUNDFOS","CM3-6 A-R-A-E-AVBE F-A-A-N",337,"F6"]
[97516527,"Насос GRUNDFOS","CM3-6 A-R-A-V-AVBV C-A-A-N",361,"F6"]
[97516528,"Насос GRUNDFOS","CM3-6 A-R-A-V-AVBV F-A-A-N",341,"F6"]
[97516648,"Насос GRUNDFOS","CM3-6 A-R-G-E-AQQE C-A-A-N",624,"F6"]
[97516649,"Насос GRUNDFOS","CM3-6 A-R-G-E-AQQE F-A-A-N",608,"F6"]
[97516694,"Насос GRUNDFOS","CM3-6 A-R-G-V-AQQV C-A-A-N",634,"F6"]
[96806845,"Насос GRUNDFOS","CM3-6 A-R-G-V-AQQV F-A-A-N",618,"F6"]
[97515032,"Насос GRUNDFOS","CM3-6 A-R-I-E-AQQE C-A-A-N",535,"F6"]
[97515126,"Насос GRUNDFOS","CM3-6 A-R-I-E-AQQE F-A-A-N",518,"F6"]
[97516395,"Насос GRUNDFOS","CM3-6 A-R-I-V-AQQV C-A-A-N",546,"F6"]
[97506734,"Насос GRUNDFOS","CM3-6 A-R-I-V-AQQV F-A-A-N",529,"F6"]
[96935437,"Насос GRUNDFOS","CM3-7 A-R-A-E-AVBE C-A-A-N",442,"F6"]
[96935438,"Насос GRUNDFOS","CM3-7 A-R-A-E-AVBE F-A-A-N",415,"F6"]
[97516529,"Насос GRUNDFOS","CM3-7 A-R-A-V-AVBV C-A-A-N",447,"F6"]
[97516530,"Насос GRUNDFOS","CM3-7 A-R-A-V-AVBV F-A-A-N",420,"F6"]
[97516650,"Насос GRUNDFOS","CM3-7 A-R-G-E-AQQE C-A-A-N",660,"F6"]
[97516651,"Насос GRUNDFOS","CM3-7 A-R-G-E-AQQE F-A-A-N",635,"F6"]
[97516695,"Насос GRUNDFOS","CM3-7 A-R-G-V-AQQV C-A-A-N",671,"F6"]
[97516696,"Насос GRUNDFOS","CM3-7 A-R-G-V-AQQV F-A-A-N",645,"F6"]
[97515033,"Насос GRUNDFOS","CM3-7 A-R-I-E-AQQE C-A-A-N",580,"F6"]
[96807015,"Насос GRUNDFOS","CM3-7 A-R-I-E-AQQE F-A-A-N",553,"F6"]
[97516396,"Насос GRUNDFOS","CM3-7 A-R-I-V-AQQV C-A-A-N",591,"F6"]
[97516397,"Насос GRUNDFOS","CM3-7 A-R-I-V-AQQV F-A-A-N",565,"F6"]
[96806806,"Насос GRUNDFOS","CM3-8 A-R-A-E-AVBE C-A-A-N",521,"F6"]
[96806809,"Насос GRUNDFOS","CM3-8 A-R-A-E-AVBE F-A-A-N",494,"F6"]
[97516531,"Насос GRUNDFOS","CM3-8 A-R-A-V-AVBV C-A-A-N",526,"F6"]
[97516532,"Насос GRUNDFOS","CM3-8 A-R-A-V-AVBV F-A-A-N",498,"F6"]
[97516652,"Насос GRUNDFOS","CM3-8 A-R-G-E-AQQE C-A-A-N",721,"F6"]
[97516653,"Насос GRUNDFOS","CM3-8 A-R-G-E-AQQE F-A-A-N",696,"F6"]
[97516697,"Насос GRUNDFOS","CM3-8 A-R-G-V-AQQV C-A-A-N",731,"F6"]
[97516698,"Насос GRUNDFOS","CM3-8 A-R-G-V-AQQV F-A-A-N",707,"F6"]
[97515034,"Насос GRUNDFOS","CM3-8 A-R-I-E-AQQE C-A-A-N",617,"F6"]
[97515127,"Насос GRUNDFOS","CM3-8 A-R-I-E-AQQE F-A-A-N",591,"F6"]
[97516398,"Насос GRUNDFOS","CM3-8 A-R-I-V-AQQV C-A-A-N",628,"F6"]
[97508256,"Насос GRUNDFOS","CM3-8 A-R-I-V-AQQV F-A-A-N",602,"F6"]
[97515035,"Насос GRUNDFOS","CM3-9 A-R-G-E-AQQE C-A-A-N",915,"F6"]
[96967411,"Насос GRUNDFOS","CM3-9 A-R-G-E-AQQE F-A-A-N",750,"F6"]
[96806844,"Насос GRUNDFOS","CM3-9 A-R-G-V-AQQV C-A-A-N",925,"F6"]
[97516699,"Насос GRUNDFOS","CM3-9 A-R-G-V-AQQV F-A-A-N",762,"F6"]
[97515061,"Насос GRUNDFOS","CM5-10 A-R-G-E-AQQE C-A-A-N",{"v":1178,"d":"1,178"},"F6"]
[97515132,"Насос GRUNDFOS","CM5-10 A-R-G-E-AQQE F-A-A-N",998,"F6"]
[97516716,"Насос GRUNDFOS","CM5-10 A-R-G-V-AQQV C-A-A-N",{"v":1188,"d":"1,188"},"F6"]
[97516717,"Насос GRUNDFOS","CM5-10 A-R-G-V-AQQV F-A-A-N",{"v":1009,"d":"1,009"},"F6"]
[96935475,"Насос GRUNDFOS","CM5-11 A-R-G-E-AQQE C-A-A-N",{"v":1235,"d":"1,235"},"F6"]
[96935476,"Насос GRUNDFOS","CM5-11 A-R-G-E-AQQE F-A-A-N",{"v":1056,"d":"1,056"},"F6"]
[97516718,"Насос GRUNDFOS","CM5-11 A-R-G-V-AQQV C-A-A-N",{"v":1245,"d":"1,245"},"F6"]
[97516719,"Насос GRUNDFOS","CM5-11 A-R-G-V-AQQV F-A-A-N",{"v":1067,"d":"1,067"},"F6"]
[96935477,"Насос GRUNDFOS","CM5-12 A-R-G-E-AQQE F-A-A-N",{"v":1263,"d":"1,263"},"F6"]
[96806789,"Насос GRUNDFOS","CM5-12 A-R-G-V-AQQV F-A-A-N",{"v":1273,"d":"1,273"},"F6"]
[96935478,"Насос GRUNDFOS","CM5-13 A-R-G-E-AQQE F-A-A-N",{"v":1306,"d":"1,306"},"F6"]
[96806790,"Насос GRUNDFOS","CM5-13 A-R-G-V-AQQV F-A-A-N",{"v":1316,"d":"1,316"},"F6"]
[96806811,"Насос GRUNDFOS","CM5-2 A-R-A-E-AVBE C-A-A-N",271,"F6"]
[96806816,"Насос GRUNDFOS","CM5-2 A-R-A-E-AVBE F-A-A-N",257,"F6"]
[96806862,"Насос GRUNDFOS","CM5-2 A-R-A-V-AVBV C-A-A-N",275,"F6"]
[97516533,"Насос GRUNDFOS","CM5-2 A-R-A-V-AVBV F-A-A-N",262,"F6"]
[97516654,"Насос GRUNDFOS","CM5-2 A-R-G-E-AQQE C-A-A-N",473,"F6"]
[96806874,"Насос GRUNDFOS","CM5-2 A-R-G-E-AQQE F-A-A-N",460,"F6"]
[97516709,"Насос GRUNDFOS","CM5-2 A-R-G-V-AQQV C-A-A-N",483,"F6"]
[96806827,"Насос GRUNDFOS","CM5-2 A-R-G-V-AQQV F-A-A-N",471,"F6"]
[97515042,"Насос GRUNDFOS","CM5-2 A-R-I-E-AQQE C-A-A-N",385,"F6"]
[96961054,"Насос GRUNDFOS","CM5-2 A-R-I-E-AQQE F-A-A-N",372,"F6"]
[97516399,"Насос GRUNDFOS","CM5-2 A-R-I-V-AQQV C-A-A-N",396,"F6"]
[96961056,"Насос GRUNDFOS","CM5-2 A-R-I-V-AQQV F-A-A-N",383,"F6"]
[96806812,"Насос GRUNDFOS","CM5-3 A-R-A-E-AVBE C-A-A-N",290,"F6"]
[96806817,"Насос GRUNDFOS","CM5-3 A-R-A-E-AVBE F-A-A-N",276,"F6"]
[96806859,"Насос GRUNDFOS","CM5-3 A-R-A-V-AVBV C-A-A-N",295,"F6"]
[97516534,"Насос GRUNDFOS","CM5-3 A-R-A-V-AVBV F-A-A-N",281,"F6"]
[97516655,"Насос GRUNDFOS","CM5-3 A-R-G-E-AQQE C-A-A-N",557,"F6"]
[96806873,"Насос GRUNDFOS","CM5-3 A-R-G-E-AQQE F-A-A-N",544,"F6"]
[96806886,"Насос GRUNDFOS","CM5-3 A-R-G-V-AQQV C-A-A-N",567,"F6"]
[96806824,"Насос GRUNDFOS","CM5-3 A-R-G-V-AQQV F-A-A-N",554,"F6"]
[97515044,"Насос GRUNDFOS","CM5-3 A-R-I-E-AQQE C-A-A-N",446,"F6"]
[96961057,"Насос GRUNDFOS","CM5-3 A-R-I-E-AQQE F-A-A-N",433,"F6"]
[96961063,"Насос GRUNDFOS","CM5-3 A-R-I-V-AQQV C-A-A-N",458,"F6"]
[96961064,"Насос GRUNDFOS","CM5-3 A-R-I-V-AQQV F-A-A-N",444,"F6"]
[96806833,"Насос GRUNDFOS","CM5-4 A-R-A-E-AVBE C-A-A-N",316,"F6"]
[96806831,"Насос GRUNDFOS","CM5-4 A-R-A-E-AVBE F-A-A-N",298,"F6"]
[97516535,"Насос GRUNDFOS","CM5-4 A-R-A-V-AVBV C-A-A-N",321,"F6"]
[97516536,"Насос GRUNDFOS","CM5-4 A-R-A-V-AVBV F-A-A-N",303,"F6"]
[96806893,"Насос GRUNDFOS","CM5-4 A-R-G-E-AQQE C-A-A-N",597,"F6"]
[96806867,"Насос GRUNDFOS","CM5-4 A-R-G-E-AQQE F-A-A-N",581,"F6"]
[96806849,"Насос GRUNDFOS","CM5-4 A-R-G-V-AQQV C-A-A-N",608,"F6"]
[96806788,"Насос GRUNDFOS","CM5-4 A-R-G-V-AQQV F-A-A-N",591,"F6"]
[96961065,"Насос GRUNDFOS","CM5-4 A-R-I-E-AQQE C-A-A-N",535,"F6"]
[96961092,"Насос GRUNDFOS","CM5-4 A-R-I-E-AQQE F-A-A-N",518,"F6"]
[96961095,"Насос GRUNDFOS","CM5-4 A-R-I-V-AQQV C-A-A-N",546,"F6"]
[96961096,"Насос GRUNDFOS","CM5-4 A-R-I-V-AQQV F-A-A-N",529,"F6"]
[96806813,"Насос GRUNDFOS","CM5-5 A-R-A-E-AVBE C-A-A-N",440,"F6"]
[96806818,"Насос GRUNDFOS","CM5-5 A-R-A-E-AVBE F-A-A-N",413,"F6"]
[96974898,"Насос GRUNDFOS","CM5-5 A-R-A-V-AVBV C-A-A-N",445,"F6"]
[97516537,"Насос GRUNDFOS","CM5-5 A-R-A-V-AVBV F-A-A-N",417,"F6"]
[96806881,"Насос GRUNDFOS","CM5-5 A-R-G-E-AQQE C-A-A-N",696,"F6"]
[96806866,"Насос GRUNDFOS","CM5-5 A-R-G-E-AQQE F-A-A-N",672,"F6"]
[96806854,"Насос GRUNDFOS","CM5-5 A-R-G-V-AQQV C-A-A-N",707,"F6"]
[96806826,"Насос GRUNDFOS","CM5-5 A-R-G-V-AQQV F-A-A-N",682,"F6"]
[96961097,"Насос GRUNDFOS","CM5-5 A-R-I-E-AQQE C-A-A-N",592,"F6"]
[96961098,"Насос GRUNDFOS","CM5-5 A-R-I-E-AQQE F-A-A-N",566,"F6"]
[96961101,"Насос GRUNDFOS","CM5-5 A-R-I-V-AQQV C-A-A-N",603,"F6"]
[96961122,"Насос GRUNDFOS","CM5-5 A-R-I-V-AQQV F-A-A-N",577,"F6"]
[96935462,"Насос GRUNDFOS","CM5-6 A-R-A-E-AVBE C-A-A-N",614,"F6"]
[96806819,"Насос GRUNDFOS","CM5-6 A-R-A-E-AVBE F-A-A-N",432,"F6"]
[97516538,"Насос GRUNDFOS","CM5-6 A-R-A-V-AVBV C-A-A-N",619,"F6"]
[97516539,"Насос GRUNDFOS","CM5-6 A-R-A-V-AVBV F-A-A-N",437,"F6"]
[97516656,"Насос GRUNDFOS","CM5-6 A-R-G-E-AQQE C-A-A-N",895,"F6"]
[96984219,"Насос GRUNDFOS","CM5-6 A-R-G-E-AQQE F-A-A-N",730,"F6"]
[97516711,"Насос GRUNDFOS","CM5-6 A-R-G-V-AQQV C-A-A-N",905,"F6"]
[97521454,"Насос GRUNDFOS","CM5-6 A-R-G-V-AQQV F-A-A-N",740,"F6"]
[97507749,"Насос GRUNDFOS","CM5-6 A-R-I-E-AQQE C-A-A-N",784,"F6"]
[97507761,"Насос GRUNDFOS","CM5-6 A-R-I-E-AQQE F-A-A-N",610,"F6"]
[97505180,"Насос GRUNDFOS","CM5-6 A-R-I-V-AQQV C-A-A-N",795,"F6"]
[97508286,"Насос GRUNDFOS","CM5-6 A-R-I-V-AQQV F-A-A-N",621,"F6"]
[96806814,"Насос GRUNDFOS","CM5-7 A-R-A-E-AVBE C-A-A-N",714,"F6"]
[96935465,"Насос GRUNDFOS","CM5-7 A-R-A-E-AVBE F-A-A-N",532,"F6"]
[97516540,"Насос GRUNDFOS","CM5-7 A-R-A-V-AVBV C-A-A-N",719,"F6"]
[97516541,"Насос GRUNDFOS","CM5-7 A-R-A-V-AVBV F-A-A-N",537,"F6"]
[97516657,"Насос GRUNDFOS","CM5-7 A-R-G-E-AQQE C-A-A-N",992,"F6"]
[97508933,"Насос GRUNDFOS","CM5-7 A-R-G-E-AQQE F-A-A-N",828,"F6"]
[97516712,"Насос GRUNDFOS","CM5-7 A-R-G-V-AQQV C-A-A-N",{"v":1003,"d":"1,003"},"F6"]
[97516713,"Насос GRUNDFOS","CM5-7 A-R-G-V-AQQV F-A-A-N",838,"F6"]
[97515047,"Насос GRUNDFOS","CM5-7 A-R-I-E-AQQE C-A-A-N",865,"F6"]
[97515129,"Насос GRUNDFOS","CM5-7 A-R-I-E-AQQE F-A-A-N",690,"F6"]
[97516400,"Насос GRUNDFOS","CM5-7 A-R-I-V-AQQV C-A-A-N",876,"F6"]
[97516401,"Насос GRUNDFOS","CM5-7 A-R-I-V-AQQV F-A-A-N",701,"F6"]
[96806815,"Насос GRUNDFOS","CM5-8 A-R-A-E-AVBE C-A-A-N",748,"F6"]
[96935468,"Насос GRUNDFOS","CM5-8 A-R-A-E-AVBE F-A-A-N",567,"F6"]
[97516542,"Насос GRUNDFOS","CM5-8 A-R-A-V-AVBV C-A-A-N",753,"F6"]
[97516543,"Насос GRUNDFOS","CM5-8 A-R-A-V-AVBV F-A-A-N",572,"F6"]
[97516658,"Насос GRUNDFOS","CM5-8 A-R-G-E-AQQE C-A-A-N",{"v":1015,"d":"1,015"},"F6"]
[97516659,"Насос GRUNDFOS","CM5-8 A-R-G-E-AQQE F-A-A-N",850,"F6"]
[96806855,"Насос GRUNDFOS","CM5-8 A-R-G-V-AQQV C-A-A-N",{"v":1025,"d":"1,025"},"F6"]
[96806856,"Насос GRUNDFOS","CM5-8 A-R-G-V-AQQV F-A-A-N",861,"F6"]
[97515048,"Насос GRUNDFOS","CM5-8 A-R-I-E-AQQE C-A-A-N",883,"F6"]
[97515130,"Насос GRUNDFOS","CM5-8 A-R-I-E-AQQE F-A-A-N",709,"F6"]
[97516402,"Насос GRUNDFOS","CM5-8 A-R-I-V-AQQV C-A-A-N",894,"F6"]
[97508300,"Насос GRUNDFOS","CM5-8 A-R-I-V-AQQV F-A-A-N",720,"F6"]
[97515050,"Насос GRUNDFOS","CM5-9 A-R-G-E-AQQE C-A-A-N",{"v":1143,"d":"1,143"},"F6"]
[97515131,"Насос GRUNDFOS","CM5-9 A-R-G-E-AQQE F-A-A-N",965,"F6"]
[97516714,"Насос GRUNDFOS","CM5-9 A-R-G-V-AQQV C-A-A-N",{"v":1153,"d":"1,153"},"F6"]
[97516715,"Насос GRUNDFOS","CM5-9 A-R-G-V-AQQV F-A-A-N",975,"F6"]
[98394928,"Насос GRUNDFOS","CME10-1 A-R-A-E-AQQE U-A-D-N",{"v":1167,"d":"1,167"},"F7"]
[98394925,"Насос GRUNDFOS","CME10-1 A-R-A-V-AQQV U-A-D-N",{"v":1175,"d":"1,175"},"F7"]
[98394932,"Насос GRUNDFOS","CME10-1 A-R-G-E-AQQE U-A-D-N",{"v":1447,"d":"1,447"},"F7"]
[98394929,"Насос GRUNDFOS","CME10-1 A-R-G-V-AQQV U-A-D-N",{"v":1468,"d":"1,468"},"F7"]
[98394930,"Насос GRUNDFOS","CME10-1 A-R-I-E-AQQE U-A-D-N",{"v":1309,"d":"1,309"},"F7"]
[98394931,"Насос GRUNDFOS","CME10-1 A-R-I-V-AQQV U-A-D-N",{"v":1330,"d":"1,330"},"F7"]
[98396235,"Насос GRUNDFOS","CME10-2 A-R-A-E-AQQE S-A-D-N",{"v":1669,"d":"1,669"},"F7"]
[98396156,"Насос GRUNDFOS","CME10-2 A-R-A-V-AQQV S-A-D-N",{"v":1678,"d":"1,678"},"F7"]
[98396306,"Насос GRUNDFOS","CME10-2 A-R-G-E-AQQE S-A-D-N",{"v":2034,"d":"2,034"},"F7"]
[98396024,"Насос GRUNDFOS","CME10-2 A-R-G-V-AQQV S-A-D-N",{"v":2056,"d":"2,056"},"F7"]
[98396267,"Насос GRUNDFOS","CME10-2 A-R-I-E-AQQE S-A-D-N",{"v":1861,"d":"1,861"},"F7"]
[98396198,"Насос GRUNDFOS","CME10-2 A-R-I-V-AQQV S-A-D-N",{"v":1840,"d":"1,840"},"F7"]
[97516742,"Насос GRUNDFOS","CME10-3 A-R-A-E-AQQE L-A-D-N",{"v":2382,"d":"2,382"},"F7"]
[96806949,"Насос GRUNDFOS","CME10-3 A-R-A-V-AQQV L-A-D-N",{"v":2392,"d":"2,392"},"F7"]
[97516855,"Насос GRUNDFOS","CME10-3 A-R-G-E-AQQE L-A-D-N",{"v":2812,"d":"2,812"},"F7"]
[97516782,"Насос GRUNDFOS","CME10-3 A-R-G-V-AQQV L-A-D-N",{"v":2834,"d":"2,834"},"F7"]
[97516802,"Насос GRUNDFOS","CME10-3 A-R-I-E-AQQE L-A-D-N",{"v":2589,"d":"2,589"},"F7"]
[97516822,"Насос GRUNDFOS","CME10-3 A-R-I-V-AQQV L-A-D-N",{"v":2612,"d":"2,612"},"F7"]
[97515335,"Насос GRUNDFOS","CME10-4 A-R-G-E-AQQE L-A-D-N",{"v":3229,"d":"3,229"},"F7"]
[97516783,"Насос GRUNDFOS","CME10-4 A-R-G-V-AQQV L-A-D-N",{"v":3254,"d":"3,254"},"F7"]
[96935998,"Насос GRUNDFOS","CME10-5 A-R-G-E-AQQE L-A-D-N",{"v":3354,"d":"3,354"},"F7"]
[96806989,"Насос GRUNDFOS","CME10-5 A-R-G-V-AQQV L-A-D-N",{"v":3337,"d":"3,337"},"F7"]
[98394755,"Насос GRUNDFOS","CME1-2 A-R-A-E-AQQE U-A-D-N",948,"F7"]
[98394756,"Насос GRUNDFOS","CME1-2 A-R-A-V-AQQV U-A-D-N",953,"F7"]
[98394748,"Насос GRUNDFOS","CME1-2 A-R-G-E-AQQE U-A-D-N",{"v":1176,"d":"1,176"},"F7"]
[98394749,"Насос GRUNDFOS","CME1-2 A-R-G-V-AQQV U-A-D-N",{"v":1187,"d":"1,187"},"F7"]
[98394750,"Насос GRUNDFOS","CME1-2 A-R-I-E-AQQE U-A-D-N",{"v":1080,"d":"1,080"},"F7"]
[98394751,"Насос GRUNDFOS","CME1-2 A-R-I-V-AQQV U-A-D-N",{"v":1091,"d":"1,091"},"F7"]
[98394764,"Насос GRUNDFOS","CME1-3 A-R-A-E-AQQE U-A-D-N",972,"F7"]
[98394766,"Насос GRUNDFOS","CME1-3 A-R-A-V-AQQV U-A-D-N",976,"F7"]
[98394758,"Насос GRUNDFOS","CME1-3 A-R-G-E-AQQE U-A-D-N",{"v":1229,"d":"1,229"},"F7"]
[98394759,"Насос GRUNDFOS","CME1-3 A-R-G-V-AQQV U-A-D-N",{"v":1240,"d":"1,240"},"F7"]
[98394760,"Насос GRUNDFOS","CME1-3 A-R-I-E-AQQE U-A-D-N",{"v":1106,"d":"1,106"},"F7"]
[98394761,"Насос GRUNDFOS","CME1-3 A-R-I-V-AQQV U-A-D-N",{"v":1117,"d":"1,117"},"F7"]
[98394774,"Насос GRUNDFOS","CME1-4 A-R-A-E-AQQE U-A-D-N",{"v":1023,"d":"1,023"},"F7"]
[98394775,"Насос GRUNDFOS","CME1-4 A-R-A-V-AQQV U-A-D-N",{"v":1028,"d":"1,028"},"F7"]
[98394768,"Насос GRUNDFOS","CME1-4 A-R-G-E-AQQE U-A-D-N",{"v":1277,"d":"1,277"},"F7"]
[98394769,"Насос GRUNDFOS","CME1-4 A-R-G-V-AQQV U-A-D-N",{"v":1288,"d":"1,288"},"F7"]
[98394770,"Насос GRUNDFOS","CME1-4 A-R-I-E-AQQE U-A-D-N",{"v":1142,"d":"1,142"},"F7"]
[98394771,"Насос GRUNDFOS","CME1-4 A-R-I-V-AQQV U-A-D-N",{"v":1153,"d":"1,153"},"F7"]
[98394940,"Насос GRUNDFOS","CME1-5 A-R-A-E-AQQE U-A-D-N",{"v":1088,"d":"1,088"},"F7"]
[98394952,"Насос GRUNDFOS","CME1-5 A-R-A-V-AQQV U-A-D-N",{"v":1093,"d":"1,093"},"F7"]
[98394935,"Насос GRUNDFOS","CME1-5 A-R-G-E-AQQE U-A-D-N",{"v":1334,"d":"1,334"},"F7"]
[98394936,"Насос GRUNDFOS","CME1-5 A-R-G-V-AQQV U-A-D-N",{"v":1344,"d":"1,344"},"F7"]
[98394937,"Насос GRUNDFOS","CME1-5 A-R-I-E-AQQE U-A-D-N",{"v":1200,"d":"1,200"},"F7"]
[98394938,"Насос GRUNDFOS","CME1-5 A-R-I-V-AQQV U-A-D-N",{"v":1211,"d":"1,211"},"F7"]
[98396533,"Насос GRUNDFOS","CME15-1 A-R-A-E-AQQE S-A-D-N",{"v":1972,"d":"1,972"},"F7"]
[98396379,"Насос GRUNDFOS","CME15-1 A-R-A-V-AQQV S-A-D-N",{"v":1980,"d":"1,980"},"F7"]
[98396678,"Насос GRUNDFOS","CME15-1 A-R-G-E-AQQE S-A-D-N",{"v":2265,"d":"2,265"},"F7"]
[98396414,"Насос GRUNDFOS","CME15-1 A-R-G-V-AQQV S-A-D-N",{"v":2287,"d":"2,287"},"F7"]
[98396593,"Насос GRUNDFOS","CME15-1 A-R-I-E-AQQE S-A-D-N",{"v":2072,"d":"2,072"},"F7"]
[98396640,"Насос GRUNDFOS","CME15-1 A-R-I-V-AQQV S-A-D-N",{"v":2093,"d":"2,093"},"F7"]
[97514174,"Насос GRUNDFOS","CME15-2 A-R-A-E-AQQE L-A-D-N",{"v":2519,"d":"2,519"},"F7"]
[97516784,"Насос GRUNDFOS","CME15-2 A-R-A-V-AQQV L-A-D-N",{"v":2527,"d":"2,527"},"F7"]
[97516858,"Насос GRUNDFOS","CME15-2 A-R-G-E-AQQE L-A-D-N",{"v":2928,"d":"2,928"},"F7"]
[97516785,"Насос GRUNDFOS","CME15-2 A-R-G-V-AQQV L-A-D-N",{"v":2951,"d":"2,951"},"F7"]
[97516804,"Насос GRUNDFOS","CME15-2 A-R-I-E-AQQE L-A-D-N",{"v":2773,"d":"2,773"},"F7"]
[97516824,"Насос GRUNDFOS","CME15-2 A-R-I-V-AQQV L-A-D-N",{"v":2796,"d":"2,796"},"F7"]
[97516744,"Насос GRUNDFOS","CME15-3 A-R-A-E-AQQE L-A-D-N",{"v":3331,"d":"3,331"},"F7"]
[96806962,"Насос GRUNDFOS","CME15-3 A-R-A-V-AQQV L-A-D-N",{"v":3342,"d":"3,342"},"F7"]
[97516859,"Насос GRUNDFOS","CME15-3 A-R-G-E-AQQE L-A-D-N",{"v":3753,"d":"3,753"},"F7"]
[96807001,"Насос GRUNDFOS","CME15-3 A-R-G-V-AQQV L-A-D-N",{"v":3778,"d":"3,778"},"F7"]
[97516805,"Насос GRUNDFOS","CME15-3 A-R-I-E-AQQE L-A-D-N",{"v":3534,"d":"3,534"},"F7"]
[97516825,"Насос GRUNDFOS","CME15-3 A-R-I-V-AQQV L-A-D-N",{"v":3559,"d":"3,559"},"F7"]
[98394954,"Насос GRUNDFOS","CME1-6 A-R-G-E-AQQE U-A-D-N",{"v":1357,"d":"1,357"},"F7"]
[98394955,"Насос GRUNDFOS","CME1-6 A-R-G-V-AQQV U-A-D-N",{"v":1368,"d":"1,368"},"F7"]
[98394960,"Насос GRUNDFOS","CME1-7 A-R-G-E-AQQE U-A-D-N",{"v":1399,"d":"1,399"},"F7"]
[98394961,"Насос GRUNDFOS","CME1-7 A-R-G-V-AQQV U-A-D-N",{"v":1410,"d":"1,410"},"F7"]
[98394965,"Насос GRUNDFOS","CME1-8 A-R-G-E-AQQE U-A-D-N",{"v":1464,"d":"1,464"},"F7"]
[98394966,"Насос GRUNDFOS","CME1-8 A-R-G-V-AQQV U-A-D-N",{"v":1475,"d":"1,475"},"F7"]
[98395352,"Насос GRUNDFOS","CME1-9 A-R-G-E-AQQE S-A-D-N",{"v":1758,"d":"1,758"},"F7"]
[98395353,"Насос GRUNDFOS","CME1-9 A-R-G-V-AQQV S-A-D-N",{"v":1769,"d":"1,769"},"F7"]
[97516746,"Насос GRUNDFOS","CME25-1 A-R-A-E-AQQE L-A-D-N",{"v":2416,"d":"2,416"},"F7"]
[97516786,"Насос GRUNDFOS","CME25-1 A-R-A-V-AQQV L-A-D-N",{"v":2425,"d":"2,425"},"F7"]
[97516860,"Насос GRUNDFOS","CME25-1 A-R-G-E-AQQE L-A-D-N",{"v":2974,"d":"2,974"},"F7"]
[97516787,"Насос GRUNDFOS","CME25-1 A-R-G-V-AQQV L-A-D-N",{"v":2996,"d":"2,996"},"F7"]
[97516806,"Насос GRUNDFOS","CME25-1 A-R-I-E-AQQE L-A-D-N",{"v":2638,"d":"2,638"},"F7"]
[97516826,"Насос GRUNDFOS","CME25-1 A-R-I-V-AQQV L-A-D-N",{"v":2661,"d":"2,661"},"F7"]
[97514175,"Насос GRUNDFOS","CME25-2 A-R-A-E-AQQE L-A-D-N",{"v":3455,"d":"3,455"},"F7"]
[96806973,"Насос GRUNDFOS","CME25-2 A-R-A-V-AQQV L-A-D-N",{"v":3465,"d":"3,465"},"F7"]
[97516871,"Насос GRUNDFOS","CME25-2 A-R-G-E-AQQE L-A-D-N",{"v":4182,"d":"4,182"},"F7"]
[96807010,"Насос GRUNDFOS","CME25-2 A-R-G-V-AQQV L-A-D-N",{"v":4208,"d":"4,208"},"F7"]
[97516807,"Насос GRUNDFOS","CME25-2 A-R-I-E-AQQE L-A-D-N",{"v":3878,"d":"3,878"},"F7"]
[97516827,"Насос GRUNDFOS","CME25-2 A-R-I-V-AQQV L-A-D-N",{"v":3903,"d":"3,903"},"F7"]
[98394784,"Насос GRUNDFOS","CME3-2 A-R-A-E-AQQE U-A-D-N",968,"F7"]
[98394785,"Насос GRUNDFOS","CME3-2 A-R-A-V-AQQV U-A-D-N",973,"F7"]
[98394777,"Насос GRUNDFOS","CME3-2 A-R-G-E-AQQE U-A-D-N",{"v":1206,"d":"1,206"},"F7"]
[98394779,"Насос GRUNDFOS","CME3-2 A-R-G-V-AQQV U-A-D-N",{"v":1217,"d":"1,217"},"F7"]
[98394780,"Насос GRUNDFOS","CME3-2 A-R-I-E-AQQE U-A-D-N",{"v":1092,"d":"1,092"},"F7"]
[98394781,"Насос GRUNDFOS","CME3-2 A-R-I-V-AQQV U-A-D-N",{"v":1103,"d":"1,103"},"F7"]
[98394976,"Насос GRUNDFOS","CME3-3 A-R-A-E-AQQE U-A-D-N",{"v":1049,"d":"1,049"},"F7"]
[98394977,"Насос GRUNDFOS","CME3-3 A-R-A-V-AQQV U-A-D-N",{"v":1053,"d":"1,053"},"F7"]
[98394970,"Насос GRUNDFOS","CME3-3 A-R-G-E-AQQE U-A-D-N",{"v":1285,"d":"1,285"},"F7"]
[98394971,"Насос GRUNDFOS","CME3-3 A-R-G-V-AQQV U-A-D-N",{"v":1296,"d":"1,296"},"F7"]
[98394972,"Насос GRUNDFOS","CME3-3 A-R-I-E-AQQE U-A-D-N",{"v":1172,"d":"1,172"},"F7"]
[98394973,"Насос GRUNDFOS","CME3-3 A-R-I-V-AQQV U-A-D-N",{"v":1183,"d":"1,183"},"F7"]
[98394985,"Насос GRUNDFOS","CME3-4 A-R-A-E-AQQE U-A-D-N",{"v":1081,"d":"1,081"},"F7"]
[98394987,"Насос GRUNDFOS","CME3-4 A-R-A-V-AQQV U-A-D-N",{"v":1085,"d":"1,085"},"F7"]
[98394979,"Насос GRUNDFOS","CME3-4 A-R-G-E-AQQE U-A-D-N",{"v":1321,"d":"1,321"},"F7"]
[98394980,"Насос GRUNDFOS","CME3-4 A-R-G-V-AQQV U-A-D-N",{"v":1332,"d":"1,332"},"F7"]
[98394981,"Насос GRUNDFOS","CME3-4 A-R-I-E-AQQE U-A-D-N",{"v":1207,"d":"1,207"},"F7"]
[98394982,"Насос GRUNDFOS","CME3-4 A-R-I-V-AQQV U-A-D-N",{"v":1218,"d":"1,218"},"F7"]
[98394997,"Насос GRUNDFOS","CME3-5 A-R-A-E-AQQE U-A-D-N",{"v":1188,"d":"1,188"},"F7"]
[98394998,"Насос GRUNDFOS","CME3-5 A-R-A-V-AQQV U-A-D-N",{"v":1193,"d":"1,193"},"F7"]
[98394989,"Насос GRUNDFOS","CME3-5 A-R-G-E-AQQE U-A-D-N",{"v":1388,"d":"1,388"},"F7"]
[98394990,"Насос GRUNDFOS","CME3-5 A-R-G-V-AQQV U-A-D-N",{"v":1399,"d":"1,399"},"F7"]
[98394993,"Насос GRUNDFOS","CME3-5 A-R-I-E-AQQE U-A-D-N",{"v":1268,"d":"1,268"},"F7"]
[98394994,"Насос GRUNDFOS","CME3-5 A-R-I-V-AQQV U-A-D-N",{"v":1279,"d":"1,279"},"F7"]
[98395356,"Насос GRUNDFOS","CME3-6 A-R-G-E-AQQE S-A-D-N",{"v":1718,"d":"1,718"},"F7"]
[98395357,"Насос GRUNDFOS","CME3-6 A-R-G-V-AQQV S-A-D-N",{"v":1729,"d":"1,729"},"F7"]
[98395362,"Насос GRUNDFOS","CME3-7 A-R-G-E-AQQE S-A-D-N",{"v":1848,"d":"1,848"},"F7"]
[98395364,"Насос GRUNDFOS","CME3-7 A-R-G-V-AQQV S-A-D-N",{"v":1859,"d":"1,859"},"F7"]
[98396705,"Насос GRUNDFOS","CME3-8 A-R-G-E-AQQE S-A-D-N",{"v":2073,"d":"2,073"},"F7"]
[98396706,"Насос GRUNDFOS","CME3-8 A-R-G-V-AQQV S-A-D-N",{"v":2084,"d":"2,084"},"F7"]
[98396709,"Насос GRUNDFOS","CME3-9 A-R-G-E-AQQE S-A-D-N",{"v":2109,"d":"2,109"},"F7"]
[98396710,"Насос GRUNDFOS","CME3-9 A-R-G-V-AQQV S-A-D-N",{"v":2120,"d":"2,120"},"F7"]
[98395006,"Насос GRUNDFOS","CME5-2 A-R-A-E-AQQE U-A-D-N",{"v":1023,"d":"1,023"},"F7"]
[98395007,"Насос GRUNDFOS","CME5-2 A-R-A-V-AQQV U-A-D-N",{"v":1027,"d":"1,027"},"F7"]
[98395003,"Насос GRUNDFOS","CME5-2 A-R-G-E-AQQE U-A-D-N",{"v":1285,"d":"1,285"},"F7"]
[98394999,"Насос GRUNDFOS","CME5-2 A-R-G-V-AQQV U-A-D-N",{"v":1296,"d":"1,296"},"F7"]
[98395001,"Насос GRUNDFOS","CME5-2 A-R-I-E-AQQE U-A-D-N",{"v":1157,"d":"1,157"},"F7"]
[98395002,"Насос GRUNDFOS","CME5-2 A-R-I-V-AQQV U-A-D-N",{"v":1164,"d":"1,164"},"F7"]
[98395019,"Насос GRUNDFOS","CME5-3 A-R-A-E-AQQE U-A-D-N",{"v":1069,"d":"1,069"},"F7"]
[98395020,"Насос GRUNDFOS","CME5-3 A-R-A-V-AQQV U-A-D-N",{"v":1074,"d":"1,074"},"F7"]
[98395009,"Насос GRUNDFOS","CME5-3 A-R-G-E-AQQE U-A-D-N",{"v":1345,"d":"1,345"},"F7"]
[98395008,"Насос GRUNDFOS","CME5-3 A-R-G-V-AQQV U-A-D-N",{"v":1356,"d":"1,356"},"F7"]
[98395013,"Насос GRUNDFOS","CME5-3 A-R-I-E-AQQE U-A-D-N",{"v":1205,"d":"1,205"},"F7"]
[98395014,"Насос GRUNDFOS","CME5-3 A-R-I-V-AQQV U-A-D-N",{"v":1216,"d":"1,216"},"F7"]
[98395370,"Насос GRUNDFOS","CME5-4 A-R-A-E-AQQE S-A-D-N",{"v":1419,"d":"1,419"},"F7"]
[98395371,"Насос GRUNDFOS","CME5-4 A-R-A-V-AQQV S-A-D-N",{"v":1423,"d":"1,423"},"F7"]
[98395375,"Насос GRUNDFOS","CME5-4 A-R-G-E-AQQE S-A-D-N",{"v":1723,"d":"1,723"},"F7"]
[98395372,"Насос GRUNDFOS","CME5-4 A-R-G-V-AQQV S-A-D-N",{"v":1734,"d":"1,734"},"F7"]
[98395373,"Насос GRUNDFOS","CME5-4 A-R-I-E-AQQE S-A-D-N",{"v":1644,"d":"1,644"},"F7"]
[98395374,"Насос GRUNDFOS","CME5-4 A-R-I-V-AQQV S-A-D-N",{"v":1655,"d":"1,655"},"F7"]
[98396716,"Насос GRUNDFOS","CME5-5 A-R-A-E-AQQE S-A-D-N",{"v":1767,"d":"1,767"},"F7"]
[98396717,"Насос GRUNDFOS","CME5-5 A-R-A-V-AQQV S-A-D-N",{"v":1771,"d":"1,771"},"F7"]
[98396721,"Насос GRUNDFOS","CME5-5 A-R-G-E-AQQE S-A-D-N",{"v":2041,"d":"2,041"},"F7"]
[98396718,"Насос GRUNDFOS","CME5-5 A-R-G-V-AQQV S-A-D-N",{"v":2052,"d":"2,052"},"F7"]
[98396719,"Насос GRUNDFOS","CME5-5 A-R-I-E-AQQE S-A-D-N",{"v":1859,"d":"1,859"},"F7"]
[98396720,"Насос GRUNDFOS","CME5-5 A-R-I-V-AQQV S-A-D-N",{"v":1870,"d":"1,870"},"F7"]
[98396725,"Насос GRUNDFOS","CME5-6 A-R-G-E-AQQE S-A-D-N",{"v":2125,"d":"2,125"},"F7"]
[98396726,"Насос GRUNDFOS","CME5-6 A-R-G-V-AQQV S-A-D-N",{"v":2136,"d":"2,136"},"F7"]
[97515468,"Насос GRUNDFOS","CME5-7 A-R-G-E-AQQE L-A-D-N",{"v":2352,"d":"2,352"},"F7"]
[97516779,"Насос GRUNDFOS","CME5-7 A-R-G-V-AQQV L-A-D-N",{"v":2363,"d":"2,363"},"F7"]
[96935937,"Насос GRUNDFOS","CME5-8 A-R-G-E-AQQE L-A-D-N",{"v":2557,"d":"2,557"},"F7"]
[97516780,"Насос GRUNDFOS","CME5-8 A-R-G-V-AQQV L-A-D-N",{"v":2568,"d":"2,568"},"F7"]
[96003622,"Коллектор фланцевый GRUNDFOS","Collecting pipe with 3 flange",538,"Z"]
[96003620,"Коллектор фланцевый GRUNDFOS","Collecting pipe with 3 flange",486,"Z"]
[96003619,"Коллектор фланцевый GRUNDFOS","Collecting pipe with 3 flange",425,"Z"]
[96489420,"Стойка 60\\60\\3 GRUNDFOS","Column profile tube 60x60x3",85,"Z"]
[96489421,"Стойка 60\\60\\3 GRUNDFOS","Column profile tube 60x60x3 316SS",152,"Z"]
[97936156,"Насосная установка GRUNDFOS","CONLIFT1",113,"D1"]
[97936158,"Насосная установка GRUNDFOS","CONLIFT2",232,"D1"]
[97936172,"Насосная установка GRUNDFOS","CONLIFT2 PH+",302,"D1"]
[91071645,"Гибкая соединительная муфта GRUNDFOS","Connecting piece 42MM 11/4\" x 150",14,"Z"]
[91071646,"Гибкая муфта с двумя хомутами GRUNDFOS","Connecting piece 48MM 11/2\" x 150",13,"Z"]
[91071647,"Гибкая муфта с двумя хомутами GRUNDFOS","Connecting piece 60MM 2\"",15,"Z"]
[96472943,"Гибкая соединительная муфта GRUNDFOS","Connecting piece D53x150, flexible",69,"Z"]
[96003703,"Патрубок с фланцем GRUNDFOS","Connecting piece w/gasket kit DN80 - Ø90",169,"Z"]
[96075422,"Дополнительная гибкая соединительная муфта GRUNDFOS","Connecting piece, D110x150, flexible",113,"Z"]
[96473060,"Дополнительная гибкая соединительная муфта GRUNDFOS","Connecting piece, D160x200, flexible",196,"Z"]
[100534,"Соединительная муфта GRUNDFOS","CONNECTING PIPE 5/4\" KRG",81,"Z"]
[100965,"Соединительная муфта GRUNDFOS","CONNECTING PIPE 5/4\" KRG",142,"Z"]
[339910,"Муфта PJE (комплект) GRUNDFOS","CONNECTION CPL DN 50",59,"Z"]
[419904,"Муфта PJE (комплект) GRUNDFOS","CONNECTION CPL DN32 VITON",163,"Z"]
[339917,"Муфта PJE (комплект) GRUNDFOS","CONNECTION CPL DN50 VITON",181,"Z"]
[339911,"Муфта PJE (комплект) GRUNDFOS","CONNECTION CPL R 2\"",60,"Z"]
[419905,"Муфта PJE (комплект) GRUNDFOS","CONNECTION CPL R1 1/4 VITON",168,"Z"]
[339918,"Муфта PJE (комплект) GRUNDFOS","Connection cpl R2\" FKM",182,"Z"]
[419912,"Муфта PJE (комплект) GRUNDFOS","CONNECTION CPL. (X2) DN 32",51,"Z"]
[415521,"Муфта PJE (комплект) для насосов CRT (материал патрубков – титан) GRUNDFOS","Connection cpl. DN32 Titan",103,"Z"]
[425934,"Муфта PJE (комплект) для насосов CRT (материал патрубков – титан) GRUNDFOS","Connection cpl. DN50 EPDM Titan",211,"Z"]
[419911,"Муфта PJE (комплект) GRUNDFOS","CONNECTION CPL. PJE R1 1/4 EPDM",57,"Z"]
[425935,"Муфта PJE (комплект) для насосов CRT (материал патрубков – титан) GRUNDFOS","connection cpl. R2\" EPDM Titan",219,"Z"]
[425951,"Муфта PJE (комплект) для насосов CRT (материал патрубков – титан) GRUNDFOS","Connection cpl. R2\" FKM Titan",331,"Z"]
[415538,"Муфта PJE (комплект) для насосов CRT (материал патрубков – титан) GRUNDFOS","Connection cpl. RP11/4 FKM Titan",224,"Z"]
[415520,"Муфта PJE (комплект) для насосов CRT (материал патрубков – титан) GRUNDFOS","Connection cpl. RP11/4 Titan",125,"Z"]
[96515374,"Муфта Tri-Clamp (комплект) для насосов CM(E) GRUNDFOS","Connection Set TRI-CLAMP DN32 EPDM FDA",208,"Z"]
[96515375,"Муфта Tri-Clamp (комплект) для насосов CM(E) GRUNDFOS","Connection Set TRI-CLAMP DN32 PTFE FDA",248,"Z"]
[96515376,"Муфта Tri-Clamp (комплект) для насосов CM(E) GRUNDFOS","Connection Set TRI-CLAMP DN50 EPDM FDA",210,"Z"]
[96515377,"Муфта Tri-Clamp (комплект) для насосов CM(E) GRUNDFOS","Connection Set TRI-CLAMP DN50 PTFE FDA",284,"Z"]
[95702448,"Переходники для линии подвода разбавляющей воды к Oxiperm GRUNDFOS","Connection, G 1/2, G 5/8",47,"ZM1"]
[95702449,"Переходники для линии подвода разбавляющей воды к Oxiperm GRUNDFOS","connection, G 3/4\", G 5/8\"",55,"ZM1"]
[96524503,"Комплект для поддержания постоянного давления с насосом SQE GRUNDFOS","Cons.pres.pac.SQE 5-70 + 40m + CU301 PAK",{"v":2299,"d":"2,299"},"B1"]
[96524505,"Комплект для поддержания постоянного давления с насосом SQE GRUNDFOS","Cons.pres.pac.SQE2-55+40m.3x1.5mm2 kabel",{"v":2081,"d":"2,081"},"B1"]
[96160961,"Комплект для поддержания постоянного давления с насосом SQE GRUNDFOS","Cons.pres.pac.SQE2-70+60m.3x1.5mm2 kabel",{"v":2251,"d":"2,251"},"B1"]
[96524506,"Комплект для поддержания постоянного давления с насосом SQE GRUNDFOS","Cons.pres.pac.SQE2-85+60m.3x1.5mm2 kabel",{"v":2352,"d":"2,352"},"B1"]
[96524501,"Комплект для поддержания постоянного давления с насосом SQE GRUNDFOS","Cons.pres.pac.SQE3-65 CU301",{"v":2111,"d":"2,111"},"B1"]
[91836471,"Кронштейн для настенного монтажа GRUNDFOS","console - wall,. PP for 222",316,"ZM1"]
[96623672,"Кронштейн для настенного монтажа GRUNDFOS","console wall 251-252,280-281 PP",316,"ZM1"]
[96524507,"Комплект для поддержания постоянного давления с насосом SQE GRUNDFOS","Constant pressure packet SQE2-115",{"v":2606,"d":"2,606"},"B1"]
[96524508,"Комплект для поддержания постоянного давления с насосом SQE GRUNDFOS","Constant pressure packet SQE3-105",{"v":2621,"d":"2,621"},"B1"]
["00ID8722","Шкаф управления GRUNDFOS","Control box PDL 10,0-14,0 A; IP 65",292,"Z"]
["00ID8723","Шкаф управления GRUNDFOS","Control box PDL 13,0-18,0 A; IP 65",292,"Z"]
["00ID8716","Шкаф управления GRUNDFOS","Control box PDL-W   1,2-1,8 A; IP 65",292,"Z"]
["00ID8719","Шкаф управления GRUNDFOS","Control box PDL-W   4,0-6,0 A; IP 65",292,"Z"]
["00ID8720","Шкаф управления GRUNDFOS","Control box PDL-W   6,0-9,0 A; IP 65",292,"Z"]
["00ID8721","Шкаф управления GRUNDFOS","Control box PDL-W   8,0-11,0 A; IP 65",292,"Z"]
["00ID8717","Шкаф управления GRUNDFOS","Control box PDL-W 1,8-2,7 A; IP 65",292,"Z"]
[91070355,"Шкаф управления GRUNDFOS","CONTROL BOX PDL-W 10-14A",292,"Z"]
[91070356,"Шкаф управления GRUNDFOS","CONTROL BOX PDL-W 13-18A",292,"Z"]
["00ID8718","Шкаф управления GRUNDFOS","Control box PDL-W 2,7-4,0 A; IP 65",292,"Z"]
["00ID8714","Шкаф управления PKZEL GRUNDFOS","Control box PKZEL 10,0-16,0 A; IP 65",595,"Z"]
[91070354,"Шкаф управления PKZEL GRUNDFOS","CONTROL BOX PKZEL 16-20A",595,"Z"]
["00ID8710","Шкаф управления PKZEL GRUNDFOS","Control box PKZEL-W 1,0-1,6 A; IP 65",595,"Z"]
["00ID8711","Шкаф управления PKZEL GRUNDFOS","Control box PKZEL-W 1,0-2,4 A; IP 65",595,"Z"]
[91070133,"Шкаф управления PKZEL GRUNDFOS","CONTROL BOX PKZEL-W 10-16A",595,"Z"]
[91070136,"Шкаф управления PKZEL GRUNDFOS","CONTROL BOX PKZEL-W 16-20A",595,"Z"]
["00ID8712","Шкаф управления PKZEL GRUNDFOS","Control box PKZEL-W 2,4-4,0 A; IP 65",595,"Z"]
["00ID8734","Шкаф управления PKZEL GRUNDFOS","Control box PKZEL-W 4,0-6,0 A; IP 65",595,"Z"]
["00ID8713","Шкаф управления PKZEL GRUNDFOS","Control box PKZEL-W 6,0-10,0 A; IP 65",595,"Z"]
["00ID7443","Шкаф управления PKZEL GRUNDFOS","Control box type PKZEL 2.5-4",595,"Z"]
["00ID7445","Шкаф управления PKZEL GRUNDFOS","Control box type PKZEL 6.3-10.0A",595,"Z"]
[98339655,"Шкаф управления GRUNDFOS","Control DC-E 2x15-22A ESS-II-4",{"v":9222,"d":"9,222"},"Z"]
[98367960,"Шкаф управления GRUNDFOS","Control DC-E 3x12-15A ESS-I-4",{"v":11883,"d":"11,883"},"Z"]
[97530412,"Шкаф управления GRUNDFOS","Control DC-S 1X2.5-3.9A DOL-II 4",{"v":3252,"d":"3,252"},"Z"]
[97530424,"Шкаф управления GRUNDFOS","Control DC-S 1X20-23,9A DOL-II-4",{"v":3332,"d":"3,332"},"Z"]
[97530601,"Шкаф управления GRUNDFOS","Control DC-S 1X37-47,9A SS-II-4",{"v":5062,"d":"5,062"},"Z"]
[97530413,"Шкаф управления GRUNDFOS","Control DC-S 1X4-5.9A DOL-II 4",{"v":3252,"d":"3,252"},"Z"]
[97530416,"Шкаф управления GRUNDFOS","Control DC-S 1X6-8.9A DOL-II 4",{"v":3261,"d":"3,261"},"Z"]
[97530656,"Шкаф управления GRUNDFOS","Control DC-S 2X1.6-2.4A DOL-II 4",{"v":3617,"d":"3,617"},"Z"]
[97530655,"Шкаф управления GRUNDFOS","Control DC-S 2x1-1,5A DOL-II-4",{"v":3617,"d":"3,617"},"Z"]
[97530727,"Шкаф управления GRUNDFOS","Control DC-S 2X13-16,9A DOL-II-4",{"v":3711,"d":"3,711"},"Z"]
[97530951,"Шкаф управления GRUNDFOS","Control DC-S 2X13-16,9A SD-ABP-II-4",{"v":5453,"d":"5,453"},"Z"]
[97530919,"Шкаф управления GRUNDFOS","Control DC-S 2X13-16,9A SD-II-4",{"v":4310,"d":"4,310"},"Z"]
[97530754,"Шкаф управления GRUNDFOS","Control DC-S 2X17-19,9A DOL-ABP-II-4",{"v":4944,"d":"4,944"},"Z"]
[97530920,"Шкаф управления GRUNDFOS","Control DC-S 2X17-19,9A SD-II-4",{"v":4429,"d":"4,429"},"Z"]
[97530964,"Шкаф управления GRUNDFOS","Control DC-S 2x17-19,9A SS-II-4",{"v":5532,"d":"5,532"},"Z"]
[97530728,"Шкаф управления GRUNDFOS","Control DC-S 2X17-19.9A DOL-II 4",{"v":3815,"d":"3,815"},"Z"]
[97530732,"Шкаф управления GRUNDFOS","Control DC-S 2X2,5-3,9A DOL-ABP-II 4",{"v":4347,"d":"4,347"},"Z"]
[97530657,"Шкаф управления GRUNDFOS","Control DC-S 2X2.5-3.9A DOL-II 4",{"v":3617,"d":"3,617"},"Z"]
[97530965,"Шкаф управления GRUNDFOS","Control DC-S 2X20-23,9A SS-II-4",{"v":5549,"d":"5,549"},"Z"]
[97530954,"Шкаф управления GRUNDFOS","Control DC-S 2X24-29,9A SD-ABP-II 4",{"v":6400,"d":"6,400"},"Z"]
[97530966,"Шкаф управления GRUNDFOS","Control DC-S 2X24-29,9A SS-II-4",{"v":5880,"d":"5,880"},"Z"]
[97530942,"Шкаф управления GRUNDFOS","Control DC-S 2X24-29.9A SD-II 4",{"v":4850,"d":"4,850"},"Z"]
[97530967,"Шкаф управления GRUNDFOS","Control DC-S 2X30-36,9A SS-II-4",{"v":6304,"d":"6,304"},"Z"]
[97530943,"Шкаф управления GRUNDFOS","Control DC-S 2X30-36.9A SD-II 4",{"v":5116,"d":"5,116"},"Z"]
[97530956,"Шкаф управления GRUNDFOS","Control DC-S 2X37-47,9A SD-ABP-I-4",{"v":8521,"d":"8,521"},"Z"]
[97530968,"Шкаф управления GRUNDFOS","Control DC-S 2x37-47,9A SS-II-4",{"v":7128,"d":"7,128"},"Z"]
[97530944,"Шкаф управления GRUNDFOS","Control DC-S 2X37-47.9A SD-II 4",{"v":5625,"d":"5,625"},"Z"]
[97530733,"Шкаф управления GRUNDFOS","Control DC-S 2X4-5,9A DOL-ABP-II-4",{"v":4395,"d":"4,395"},"Z"]
[97530658,"Шкаф управления GRUNDFOS","Control DC-S 2x4-5.9A DOL-II 4",{"v":3617,"d":"3,617"},"Z"]
[97530945,"Шкаф управления GRUNDFOS","Control DC-S 2X48-59.9A SD-II 4",{"v":5812,"d":"5,812"},"Z"]
[97530961,"Шкаф управления GRUNDFOS","Control DC-S 2X6-8,9A SS-II-4",{"v":5224,"d":"5,224"},"Z"]
[97530736,"Шкаф управления GRUNDFOS","Control DC-S 2x6-8.9A DOL-ABP-II 4",{"v":4471,"d":"4,471"},"Z"]
[97530721,"Шкаф управления GRUNDFOS","Control DC-S 2X6-8.9A DOL-II 4",{"v":3694,"d":"3,694"},"Z"]
[97530949,"Шкаф управления GRUNDFOS","Control DC-S 2X6-8.9A SD-ABP-II 4",{"v":5229,"d":"5,229"},"Z"]
[97530724,"Шкаф управления GRUNDFOS","Control DC-S 2X9-12,9A DOL-II 4",{"v":3694,"d":"3,694"},"Z"]
[97530962,"Шкаф управления GRUNDFOS","Control DC-S 2x9-12,9A SS-II-4",{"v":5277,"d":"5,277"},"Z"]
[97530918,"Шкаф управления GRUNDFOS","Control DC-S 2x9-12.9A SD-II 4",{"v":4214,"d":"4,214"},"Z"]
[98298277,"Шкаф управления GRUNDFOS","Control DC-S 3x1,6-2,4A DOL-ABP-II-4",{"v":4576,"d":"4,576"},"Z"]
[97823509,"Шкаф управления GRUNDFOS","Control DC-S 3x1-1,5A DOL-II-4",{"v":3682,"d":"3,682"},"Z"]
[98313328,"Шкаф управления GRUNDFOS","Control DC-S 3X13-16,9A SD-ABP-II 4",{"v":7025,"d":"7,025"},"Z"]
[97823549,"Шкаф управления GRUNDFOS","Control DC-S 3X17-19,9A SD II 4",{"v":5472,"d":"5,472"},"Z"]
[97823542,"Шкаф управления GRUNDFOS","Control DC-S 3x2,5-3,9A DOL II 4",{"v":3795,"d":"3,795"},"Z"]
[97823561,"Шкаф управления GRUNDFOS","Control DC-S 3X24-29,9A SD II 4",{"v":6451,"d":"6,451"},"Z"]
[98329029,"Шкаф управления GRUNDFOS","Control DC-S 3x24-29.9A SS-II 4",{"v":8130,"d":"8,130"},"Z"]
[97823562,"Шкаф управления GRUNDFOS","Control DC-S 3x30-36,9A SD II 4",{"v":6869,"d":"6,869"},"Z"]
[97823563,"Шкаф управления GRUNDFOS","Control DC-S 3x37-47,9A SD II 4",{"v":7831,"d":"7,831"},"Z"]
[98244273,"Шкаф управления GRUNDFOS","Control DC-S 3x37-47,9A SD-ABP-I-4",{"v":11140,"d":"11,140"},"Z"]
[97823544,"Шкаф управления GRUNDFOS","Control DC-S 3x6-8,9A DOL II 4",{"v":4577,"d":"4,577"},"Z"]
[97823545,"Шкаф управления GRUNDFOS","Control DC-S 3X9-12,9A DOL II 4",{"v":4608,"d":"4,608"},"Z"]
[97800521,"Шкаф управления GRUNDFOS","Control LC108.230.1.1x12A DOL-II 4",690,"Z"]
[96913360,"Шкаф управления GRUNDFOS","Control LC108.230.1.1x12A(30/150) DOL-II",894,"Z"]
[96958842,"Шкаф управления GRUNDFOS","Control LC108.230.1.1x12A(30/150)DOL-I 1",{"v":2483,"d":"2,483"},"Z"]
[97800507,"Шкаф управления GRUNDFOS","Control LC108.230.1.1x5A DOL-II 4",661,"Z"]
[96984204,"Шкаф управления GRUNDFOS","Control LC108.230.1.1х12А(30) DOL-I 1",{"v":2365,"d":"2,365"},"Z"]
[96913359,"Шкаф управления GRUNDFOS","Control LC108.230.1.1х12А(30) DOL-II 4",850,"Z"]
[96984206,"Шкаф управления GRUNDFOS","Control LC108.400.3.1x12A DOL-I 1",{"v":2363,"d":"2,363"},"Z"]
[96913362,"Шкаф управления GRUNDFOS","Control LC108.400.3.1x12A DOL-II 4",690,"Z"]
[96984208,"Шкаф управления GRUNDFOS","Control LC108.400.3.1x20A SD-I 1",{"v":2728,"d":"2,728"},"Z"]
[96913366,"Шкаф управления GRUNDFOS","Control LC108.400.3.1x20A SD-II 4",{"v":1715,"d":"1,715"},"Z"]
[96984207,"Шкаф управления GRUNDFOS","Control LC108.400.3.1x23A DOL-I 1",{"v":2428,"d":"2,428"},"Z"]
[96913365,"Шкаф управления GRUNDFOS","Control LC108.400.3.1x23A DOL-II 4",767,"Z"]
[96984209,"Шкаф управления GRUNDFOS","Control LC108.400.3.1x30A SD-I 1",{"v":2822,"d":"2,822"},"Z"]
[96913368,"Шкаф управления GRUNDFOS","Control LC108.400.3.1x30A SD-II 4",{"v":1875,"d":"1,875"},"Z"]
[96984210,"Шкаф управления GRUNDFOS","Control LC108.400.3.1x59A SD-I 1",{"v":3154,"d":"3,154"},"Z"]
[96913369,"Шкаф управления GRUNDFOS","Control LC108.400.3.1x59A SD-II 4",{"v":2119,"d":"2,119"},"Z"]
[96984205,"Шкаф управления GRUNDFOS","Control LC108.400.3.1x5A DOL-I 1",{"v":2356,"d":"2,356"},"Z"]
[96913361,"Шкаф управления GRUNDFOS","Control LC108.400.3.1x5A DOL-II 4",661,"Z"]
[96984211,"Шкаф управления GRUNDFOS","Control LC108.400.3.1x72A SD-I 1",{"v":3892,"d":"3,892"},"Z"]
[96913370,"Шкаф управления GRUNDFOS","Control LC108.400.3.1x72A SD-II 4",{"v":2393,"d":"2,393"},"Z"]
[96913381,"Шкаф управления GRUNDFOS","Control LC110.230.1.12 1x12A DOL-II",699,"Z"]
[96913382,"Шкаф управления GRUNDFOS","Control LC110.230.1.12.30 1x12A DOL-II",754,"Z"]
[96913384,"Шкаф управления GRUNDFOS","Control LC110.230.1.12.30/1 1x12A DOL-II",{"v":1014,"d":"1,014"},"Z"]
[96913385,"Шкаф управления GRUNDFOS","Control LC110.230.1.23 1x23A DOL-II",757,"Z"]
[96913380,"Шкаф управления GRUNDFOS","Control LC110.230.1.5 1x5A DOL-II",679,"Z"]
[96913387,"Шкаф управления GRUNDFOS","Control LC110.400.3.12 1x12A DOL-II",784,"Z"]
[96913388,"Шкаф управления GRUNDFOS","Control LC110.400.3.23 1x23A DOL-II",840,"Z"]
[96913386,"Шкаф управления GRUNDFOS","Control LC110.400.3.5 1x5A DOL-II",784,"Z"]
[97800524,"Шкаф управления GRUNDFOS","Control LCD108.230.1.2x12A DOL-II 4",940,"Z"]
[96944280,"Шкаф управления GRUNDFOS","Control LCD108.230.1.2x12A(30) DOL-II 4",{"v":1019,"d":"1,019"},"Z"]
[96984223,"Шкаф управления GRUNDFOS","Control LCD108.230.1.2x12A(30/150)DOL-I",{"v":2798,"d":"2,798"},"Z"]
[96913372,"Шкаф управления GRUNDFOS","Control LCD108.230.1.2x12A(30/150)DOL-II",{"v":1230,"d":"1,230"},"Z"]
[97800523,"Шкаф управления GRUNDFOS","Control LCD108.230.1.2x5A DOL-II 4",916,"Z"]
[96984222,"Шкаф управления GRUNDFOS","Control LCD108.230.1.2х12А(30) DOL-I 1",{"v":2596,"d":"2,596"},"Z"]
[96984225,"Шкаф управления GRUNDFOS","Control LCD108.400.3.2x12A DOL-I 1",{"v":2577,"d":"2,577"},"Z"]
[96908068,"Шкаф управления GRUNDFOS","Control LCD108.400.3.2x12A DOL-II 4",940,"Z"]
[96984227,"Шкаф управления GRUNDFOS","Control LCD108.400.3.2x20A SD-I 1",{"v":3281,"d":"3,281"},"Z"]
[96908069,"Шкаф управления GRUNDFOS","Control LCD108.400.3.2x20A SD-II 4",{"v":2493,"d":"2,493"},"Z"]
[96984226,"Шкаф управления GRUNDFOS","Control LCD108.400.3.2x23A DOL-I 1",{"v":2731,"d":"2,731"},"Z"]
[96913374,"Шкаф управления GRUNDFOS","Control LCD108.400.3.2x23A DOL-II 4",{"v":1084,"d":"1,084"},"Z"]
[96984228,"Шкаф управления GRUNDFOS","Control LCD108.400.3.2x30A SD-I 1",{"v":3459,"d":"3,459"},"Z"]
[96913376,"Шкаф управления GRUNDFOS","Control LCD108.400.3.2x30A SD-II 4",{"v":2812,"d":"2,812"},"Z"]
[96984229,"Шкаф управления GRUNDFOS","Control LCD108.400.3.2x59A SD-I 1",{"v":5334,"d":"5,334"},"Z"]
[96913377,"Шкаф управления GRUNDFOS","Control LCD108.400.3.2x59A SD-II 4",{"v":3283,"d":"3,283"},"Z"]
[96984224,"Шкаф управления GRUNDFOS","Control LCD108.400.3.2x5A DOL-I 1",{"v":2546,"d":"2,546"},"Z"]
[96913373,"Шкаф управления GRUNDFOS","Control LCD108.400.3.2x5A DOL-II 4",916,"Z"]
[96984230,"Шкаф управления GRUNDFOS","Control LCD108.400.3.2x72A SD-I 1",{"v":5719,"d":"5,719"},"Z"]
[96913378,"Шкаф управления GRUNDFOS","Control LCD108.400.3.2x72A SD-II 4",{"v":3816,"d":"3,816"},"Z"]
[96913415,"Шкаф управления GRUNDFOS","Control LCD110.230.1.12 2x12A DOL-II",872,"Z"]
[96913417,"Шкаф управления GRUNDFOS","Control LCD110.230.1.12.30/ 2x12A DOL-II",{"v":1276,"d":"1,276"},"Z"]
[96913416,"Шкаф управления GRUNDFOS","Control LCD110.230.1.2x12A(30) DOL-II",{"v":1079,"d":"1,079"},"Z"]
[96913390,"Шкаф управления GRUNDFOS","Control LCD110.230.1.5 2x5A DOL-II",815,"Z"]
[96913422,"Шкаф управления GRUNDFOS","Control LCD110.400.3.12 2x12A DOL-II",957,"Z"]
[96913423,"Шкаф управления GRUNDFOS","Control LCD110.400.3.23 2x23A DOL-II",{"v":1060,"d":"1,060"},"Z"]
[96913419,"Шкаф управления GRUNDFOS","Control LCD110.400.3.5 2x5A DOL-II",863,"Z"]
[97758232,"Шкаф управления GRUNDFOS","Control MP204-S 1x13-21A DOL-II",{"v":2425,"d":"2,425"},"Z"]
[97758243,"Шкаф управления GRUNDFOS","Control MP204-S 1x13-21A SD-II",{"v":2651,"d":"2,651"},"Z"]
[97758254,"Шкаф управления GRUNDFOS","Control MP204-S 1x13-21A SS-II",{"v":3459,"d":"3,459"},"Z"]
[97758233,"Шкаф управления GRUNDFOS","Control MP204-S 1x21-28A DOL-II",{"v":2488,"d":"2,488"},"Z"]
[98097001,"Шкаф управления GRUNDFOS","Control MP204-S 1x21-28A DOL-II",{"v":2098,"d":"2,098"},"Z"]
[97758244,"Шкаф управления GRUNDFOS","Control MP204-S 1x21-28A SD-II",{"v":2663,"d":"2,663"},"Z"]
[97758255,"Шкаф управления GRUNDFOS","Control MP204-S 1x21-28A SS-II",{"v":3644,"d":"3,644"},"Z"]
[97758234,"Шкаф управления GRUNDFOS","Control MP204-S 1x28-34A DOL-II",{"v":2530,"d":"2,530"},"Z"]
[98097002,"Шкаф управления GRUNDFOS","Control MP204-S 1x28-34A DOL-II",{"v":2140,"d":"2,140"},"Z"]
[97758245,"Шкаф управления GRUNDFOS","Control MP204-S 1x28-34A SD-II",{"v":2802,"d":"2,802"},"Z"]
[97758256,"Шкаф управления GRUNDFOS","Control MP204-S 1x28-34A SS-II",{"v":3783,"d":"3,783"},"Z"]
[97758235,"Шкаф управления GRUNDFOS","Control MP204-S 1x34-43A DOL-II",{"v":2693,"d":"2,693"},"Z"]
[98097003,"Шкаф управления GRUNDFOS","Control MP204-S 1x34-43A DOL-II",{"v":2347,"d":"2,347"},"Z"]
[97758246,"Шкаф управления GRUNDFOS","Control MP204-S 1x34-43A SD-II",{"v":2881,"d":"2,881"},"Z"]
[97758257,"Шкаф управления GRUNDFOS","Control MP204-S 1x34-43A SS-II",{"v":4443,"d":"4,443"},"Z"]
[97758179,"Шкаф управления GRUNDFOS","Control MP204-S 1x3-5A DOL-II",{"v":2346,"d":"2,346"},"Z"]
[98096987,"Шкаф управления GRUNDFOS","Control MP204-S 1x3-5A DOL-II",{"v":1952,"d":"1,952"},"Z"]
[97758240,"Шкаф управления GRUNDFOS","Control MP204-S 1x3-5A SD-II",{"v":2536,"d":"2,536"},"Z"]
[97758251,"Шкаф управления GRUNDFOS","Control MP204-S 1x3-5A SS-II",{"v":3331,"d":"3,331"},"Z"]
[97758236,"Шкаф управления GRUNDFOS","Control MP204-S 1x43-53A DOL-II",{"v":2783,"d":"2,783"},"Z"]
[98097004,"Шкаф управления GRUNDFOS","Control MP204-S 1x43-53A DOL-II",{"v":2444,"d":"2,444"},"Z"]
[97758247,"Шкаф управления GRUNDFOS","Control MP204-S 1x43-53A SD-II",{"v":3084,"d":"3,084"},"Z"]
[97758258,"Шкаф управления GRUNDFOS","Control MP204-S 1x43-53A SS-II",{"v":4553,"d":"4,553"},"Z"]
[97758237,"Шкаф управления GRUNDFOS","Control MP204-S 1x53-68A DOL-II",{"v":3066,"d":"3,066"},"Z"]
[98097005,"Шкаф управления GRUNDFOS","Control MP204-S 1x53-68A DOL-II",{"v":2771,"d":"2,771"},"Z"]
[97758248,"Шкаф управления GRUNDFOS","Control MP204-S 1x53-68A SD-II",{"v":3429,"d":"3,429"},"Z"]
[97758259,"Шкаф управления GRUNDFOS","Control MP204-S 1x53-68A SS-II",{"v":5589,"d":"5,589"},"Z"]
[97758180,"Шкаф управления GRUNDFOS","Control MP204-S 1x5-8A DOL-II",{"v":2353,"d":"2,353"},"Z"]
[98096988,"Шкаф управления GRUNDFOS","Control MP204-S 1x5-8A DOL-II",{"v":1954,"d":"1,954"},"Z"]
[97758241,"Шкаф управления GRUNDFOS","Control MP204-S 1x5-8A SD-II",{"v":2555,"d":"2,555"},"Z"]
[97758252,"Шкаф управления GRUNDFOS","Control MP204-S 1x5-8A SS-II",{"v":3338,"d":"3,338"},"Z"]
[97758238,"Шкаф управления GRUNDFOS","Control MP204-S 1x68-85A DOL-II",{"v":3502,"d":"3,502"},"Z"]
[97758249,"Шкаф управления GRUNDFOS","Control MP204-S 1x68-85A SD-II",{"v":3678,"d":"3,678"},"Z"]
[97758260,"Шкаф управления GRUNDFOS","Control MP204-S 1x68-85A SS-II",{"v":6044,"d":"6,044"},"Z"]
[97758231,"Шкаф управления GRUNDFOS","Control MP204-S 1x8-13A DOL-II",{"v":2385,"d":"2,385"},"Z"]
[98096989,"Шкаф управления GRUNDFOS","Control MP204-S 1x8-13A DOL-II",{"v":1974,"d":"1,974"},"Z"]
[97758242,"Шкаф управления GRUNDFOS","Control MP204-S 1x8-13A SD-II",{"v":2636,"d":"2,636"},"Z"]
[97758253,"Шкаф управления GRUNDFOS","Control MP204-S 1x8-13A SS-II",{"v":3370,"d":"3,370"},"Z"]
[97758239,"Шкаф управления GRUNDFOS","Control MP204-S 1x85-103A DOL-II",{"v":3546,"d":"3,546"},"Z"]
[97758250,"Шкаф управления GRUNDFOS","Control MP204-S 1x85-103A SD-II",{"v":3899,"d":"3,899"},"Z"]
[97758261,"Шкаф управления GRUNDFOS","Control MP204-S 1x85-103A SS-II",{"v":6565,"d":"6,565"},"Z"]
[96837933,"Шкаф управления GRUNDFOS","Control MPC-E 1x0,37 E + Pack",{"v":3475,"d":"3,475"},"H"]
[96837936,"Шкаф управления GRUNDFOS","Control MPC-E 1x1,1 E + Pack",{"v":3505,"d":"3,505"},"H"]
[96837944,"Шкаф управления GRUNDFOS","Control MPC-E 1x15 E + Pack",{"v":3804,"d":"3,804"},"H"]
[96837945,"Шкаф управления GRUNDFOS","Control MPC-E 1x18,5 E + Pack",{"v":4050,"d":"4,050"},"H"]
[96837938,"Шкаф управления GRUNDFOS","Control MPC-E 1x2,2 E-II+Pack",{"v":3541,"d":"3,541"},"H"]
[96837939,"Шкаф управления GRUNDFOS","Control MPC-E 1x3 E + Pack",{"v":3552,"d":"3,552"},"H"]
[96837940,"Шкаф управления GRUNDFOS","Control MPC-E 1x4 E + Pack",{"v":3552,"d":"3,552"},"H"]
[96837941,"Шкаф управления GRUNDFOS","Control MPC-E 1x5,5 E + Pack",{"v":3556,"d":"3,556"},"H"]
[96944615,"Шкаф управления GRUNDFOS","Control MPC-E 1x55 ESS-I + Pack",{"v":17044,"d":"17,044"},"H"]
[96837942,"Шкаф управления GRUNDFOS","Control MPC-E 1x7,5 E + Pack",{"v":3568,"d":"3,568"},"H"]
[96944616,"Шкаф управления GRUNDFOS","Control MPC-E 1x75 ESS-I +Pack",{"v":18077,"d":"18,077"},"H"]
[96837947,"Шкаф управления GRUNDFOS","Control MPC-E 2x0,37 E -II + Pack",{"v":3680,"d":"3,680"},"H"]
[96837948,"Шкаф управления GRUNDFOS","Control MPC-E 2x0,55 E-II + Pack",{"v":3680,"d":"3,680"},"H"]
[96837949,"Шкаф управления GRUNDFOS","Control MPC-E 2x0,75 E + Pack",{"v":3680,"d":"3,680"},"H"]
[96837950,"Шкаф управления GRUNDFOS","Control MPC-E 2x1,1 E-II + Pack",{"v":3680,"d":"3,680"},"H"]
[96837951,"Шкаф управления GRUNDFOS","Control MPC-E 2x1,5 E + Pack",{"v":3765,"d":"3,765"},"H"]
[96837957,"Шкаф управления GRUNDFOS","Control MPC-E 2x11 E -II+ Pack",{"v":3951,"d":"3,951"},"H"]
[96837958,"Шкаф управления GRUNDFOS","Control MPC-E 2x15 E-II + Pack",{"v":4198,"d":"4,198"},"H"]
[96837959,"Шкаф управления GRUNDFOS","Control MPC-E 2x18,5 E + Pack",{"v":4556,"d":"4,556"},"H"]
[96837952,"Шкаф управления GRUNDFOS","Control MPC-E 2x2,2 E-II + Pack",{"v":3830,"d":"3,830"},"H"]
[96837960,"Шкаф управления GRUNDFOS","Control MPC-E 2x22 E-II + Pack",{"v":4783,"d":"4,783"},"H"]
[96837953,"Шкаф управления GRUNDFOS","Control MPC-E 2x3 E-II+ Pack",{"v":3862,"d":"3,862"},"H"]
[96944618,"Шкаф управления GRUNDFOS","Control MPC-E 2x30 ESS-I+Pack",{"v":19223,"d":"19,223"},"H"]
[96944619,"Шкаф управления GRUNDFOS","Control MPC-E 2x37 ESS-I+Pack",{"v":21131,"d":"21,131"},"H"]
[96837954,"Шкаф управления GRUNDFOS","Control MPC-E 2x4 E-II + Pack",{"v":3891,"d":"3,891"},"H"]
[96837955,"Шкаф управления GRUNDFOS","Control MPC-E 2x5,5 E-I + Pack",{"v":3915,"d":"3,915"},"H"]
[96837956,"Шкаф управления GRUNDFOS","Control MPC-E 2x7,5 E + Pack",{"v":3939,"d":"3,939"},"H"]
[96944622,"Шкаф управления GRUNDFOS","Control MPC-E 2x75 ESS-I+Pack",{"v":32750,"d":"32,750"},"H"]
[96837962,"Шкаф управления GRUNDFOS","Control MPC-E 3x0,55 E-II + Pack",{"v":3749,"d":"3,749"},"H"]
[96837963,"Шкаф управления GRUNDFOS","Control MPC-E 3x0,75 E + Pack",{"v":3757,"d":"3,757"},"H"]
[96837964,"Шкаф управления GRUNDFOS","Control MPC-E 3x1,1 E + Pack",{"v":3854,"d":"3,854"},"H"]
[96837965,"Шкаф управления GRUNDFOS","Control MPC-E 3x1,5 E -II + Pack",{"v":3871,"d":"3,871"},"H"]
[96837971,"Шкаф управления GRUNDFOS","Control MPC-E 3x11 E-II + Pack",{"v":4303,"d":"4,303"},"H"]
[96837972,"Шкаф управления GRUNDFOS","Control MPC-E 3x15 E-II + Pack",{"v":4754,"d":"4,754"},"H"]
[96837973,"Шкаф управления GRUNDFOS","Control MPC-E 3x18,5 E + Pack",{"v":5347,"d":"5,347"},"H"]
[96837966,"Шкаф управления GRUNDFOS","Control MPC-E 3x2,2 E-II + Pack",{"v":3892,"d":"3,892"},"H"]
[96837974,"Шкаф управления GRUNDFOS","Control MPC-E 3x22 E + Pack",{"v":5449,"d":"5,449"},"H"]
[96837967,"Шкаф управления GRUNDFOS","Control MPC-E 3x3 E + Pack",{"v":3924,"d":"3,924"},"H"]
[96944624,"Шкаф управления GRUNDFOS","Control MPC-E 3x30 ESS-I+Pack",{"v":25611,"d":"25,611"},"H"]
[96944625,"Шкаф управления GRUNDFOS","Control MPC-E 3x37 ESS-I+Pack",{"v":30842,"d":"30,842"},"H"]
[96837968,"Шкаф управления GRUNDFOS","Control MPC-E 3x4 E + Pack",{"v":3945,"d":"3,945"},"H"]
[96944626,"Шкаф управления GRUNDFOS","Control MPC-E 3x45 ESS-I+Pack",{"v":36891,"d":"36,891"},"H"]
[96837969,"Шкаф управления GRUNDFOS","Control MPC-E 3x5,5 E-II + Pack",{"v":3955,"d":"3,955"},"H"]
[96837970,"Шкаф управления GRUNDFOS","Control MPC-E 3x7,5 E + Pack",{"v":3967,"d":"3,967"},"H"]
[96837975,"Шкаф управления GRUNDFOS","Control MPC-E 4x0,37 E + Pack",{"v":4057,"d":"4,057"},"H"]
[96837976,"Шкаф управления GRUNDFOS","Control MPC-E 4x0,55 E + Pack",{"v":4060,"d":"4,060"},"H"]
[96837977,"Шкаф управления GRUNDFOS","Control MPC-E 4x0,75 E + Pack",{"v":4060,"d":"4,060"},"H"]
[96837978,"Шкаф управления GRUNDFOS","Control MPC-E 4x1,1 E + Pack",{"v":4106,"d":"4,106"},"H"]
[96837979,"Шкаф управления GRUNDFOS","Control MPC-E 4x1,5 E + Pack",{"v":4164,"d":"4,164"},"H"]
[96837985,"Шкаф управления GRUNDFOS","Control MPC-E 4x11 E-II + Pack",{"v":4899,"d":"4,899"},"H"]
[96837986,"Шкаф управления GRUNDFOS","Control MPC-E 4x15 E-II + Pack",{"v":5464,"d":"5,464"},"H"]
[96837987,"Шкаф управления GRUNDFOS","Control MPC-E 4x18,5 E-II +Pack",{"v":6639,"d":"6,639"},"H"]
[96837988,"Шкаф управления GRUNDFOS","Control MPC-E 4x22 E + Pack",{"v":6651,"d":"6,651"},"H"]
[96944630,"Шкаф управления GRUNDFOS","Control MPC-E 4x30 ESS-I+Pack",{"v":34705,"d":"34,705"},"H"]
[96837983,"Шкаф управления GRUNDFOS","Control MPC-E 4x5,5 E-II + Pack",{"v":4626,"d":"4,626"},"H"]
[96837984,"Шкаф управления GRUNDFOS","Control MPC-E 4x7,5 E + Pack",{"v":4348,"d":"4,348"},"H"]
[97502942,"Шкаф управления GRUNDFOS","Control MPC-F 1x0,37 DOL + Pack",{"v":6346,"d":"6,346"},"H"]
[97502952,"Шкаф управления GRUNDFOS","Control MPC-F 1x11 SD-I + Pack",{"v":11213,"d":"11,213"},"H"]
[97502948,"Шкаф управления GRUNDFOS","Control MPC-F 1x3 DOL -II+ Pack",{"v":8107,"d":"8,107"},"H"]
[97502949,"Шкаф управления GRUNDFOS","Control MPC-F 1x4 DOL + Pack",{"v":8190,"d":"8,190"},"H"]
[97502958,"Шкаф управления GRUNDFOS","Control MPC-F 2x0,55 DOL-II+ Pack",{"v":7021,"d":"7,021"},"H"]
[97502959,"Шкаф управления GRUNDFOS","Control MPC-F 2x0,75 DOL-II + Pack",{"v":7257,"d":"7,257"},"H"]
[97502960,"Шкаф управления GRUNDFOS","Control MPC-F 2x1,1 DOL-II + Pack",{"v":8063,"d":"8,063"},"H"]
[97502967,"Шкаф управления GRUNDFOS","Control MPC-F 2x11 SD + Pack",{"v":12971,"d":"12,971"},"H"]
[97502968,"Шкаф управления GRUNDFOS","Control MPC-F 2x15 SD-I + Pack",{"v":13784,"d":"13,784"},"H"]
[97502969,"Шкаф управления GRUNDFOS","Control MPC-F 2x18,5 SD + Pack",{"v":16475,"d":"16,475"},"H"]
[97502962,"Шкаф управления GRUNDFOS","Control MPC-F 2x2,2 DOL-II+ Pack",{"v":8592,"d":"8,592"},"H"]
[97502970,"Шкаф управления GRUNDFOS","Control MPC-F 2x22 SD-I+Pack",{"v":17173,"d":"17,173"},"H"]
[97502963,"Шкаф управления GRUNDFOS","Control MPC-F 2x3 DOL-II+ Pack",{"v":8708,"d":"8,708"},"H"]
[97502971,"Шкаф управления GRUNDFOS","Control MPC-F 2x30 SD-I + Pack",{"v":20285,"d":"20,285"},"H"]
[97502964,"Шкаф управления GRUNDFOS","Control MPC-F 2x4 DOL -II+ Pack",{"v":8869,"d":"8,869"},"H"]
[97502965,"Шкаф управления GRUNDFOS","Control MPC-F 2x5,5 SD-II + Pack",{"v":9139,"d":"9,139"},"H"]
[97502966,"Шкаф управления GRUNDFOS","Control MPC-F 2x7,5 SD-II + Pack",{"v":10574,"d":"10,574"},"H"]
[97502975,"Шкаф управления GRUNDFOS","Control MPC-F 3x0,75 DOL II+ Pack",{"v":7756,"d":"7,756"},"H"]
[97502976,"Шкаф управления GRUNDFOS","Control MPC-F 3x1,1 DOL + Pack",{"v":8544,"d":"8,544"},"H"]
[97502983,"Шкаф управления GRUNDFOS","Control MPC-F 3x11 SD-I + Pack",{"v":13516,"d":"13,516"},"H"]
[97502986,"Шкаф управления GRUNDFOS","Control MPC-F 3x22 SD + Pack",{"v":21287,"d":"21,287"},"H"]
[97502987,"Шкаф управления GRUNDFOS","Control MPC-F 3x30 SD + Pack",{"v":23039,"d":"23,039"},"H"]
[97502980,"Шкаф управления GRUNDFOS","Control MPC-F 3x4 DOL + Pack",{"v":9411,"d":"9,411"},"H"]
[97502981,"Шкаф управления GRUNDFOS","Control MPC-F 3x5,5 SD-I + Pack",{"v":10354,"d":"10,354"},"H"]
[97502982,"Шкаф управления GRUNDFOS","Control MPC-F 3x7,5 SD + Pack",{"v":11312,"d":"11,312"},"H"]
[97502995,"Шкаф управления GRUNDFOS","Control MPC-F 4x1,5 DOL-II+ Pack",{"v":9038,"d":"9,038"},"H"]
[97503001,"Шкаф управления GRUNDFOS","Control MPC-F 4x11 SD + Pack",{"v":15235,"d":"15,235"},"H"]
[97503004,"Шкаф управления GRUNDFOS","Control MPC-F 4x22 SD-I +Pack",{"v":22362,"d":"22,362"},"H"]
[97503000,"Шкаф управления GRUNDFOS","Control MPC-F 4x7,5 SD-I + Pack",{"v":12730,"d":"12,730"},"H"]
[96837581,"Шкаф управления GRUNDFOS","Control MPC-S 1x0,37 DOL-II + Pack",{"v":3246,"d":"3,246"},"H"]
[96837594,"Шкаф управления GRUNDFOS","Control MPC-S 1x1,1 DOL-II + Pack",{"v":3312,"d":"3,312"},"H"]
[96837595,"Шкаф управления GRUNDFOS","Control MPC-S 1x1,5 DOL-II + Pack",{"v":3354,"d":"3,354"},"H"]
[96837601,"Шкаф управления GRUNDFOS","Control MPC-S 1x11 SD-II+ Pack",{"v":4109,"d":"4,109"},"H"]
[96837596,"Шкаф управления GRUNDFOS","Control MPC-S 1x2,2 DOL-II + Pack",{"v":3376,"d":"3,376"},"H"]
[96837604,"Шкаф управления GRUNDFOS","Control MPC-S 1x22 SD-II + Pack",{"v":4857,"d":"4,857"},"H"]
[96837597,"Шкаф управления GRUNDFOS","Control MPC-S 1x3 DOL-II + Pack",{"v":3546,"d":"3,546"},"H"]
[96837605,"Шкаф управления GRUNDFOS","Control MPC-S 1x30 SD-II + Pack",{"v":5303,"d":"5,303"},"H"]
[96837599,"Шкаф управления GRUNDFOS","Control MPC-S 1x5,5 SD-II + Pack",{"v":3908,"d":"3,908"},"H"]
[96837600,"Шкаф управления GRUNDFOS","Control MPC-S 1x7,5 SD-II + Pack",{"v":3929,"d":"3,929"},"H"]
[96837610,"Шкаф управления GRUNDFOS","Control MPC-S 2x0,37 DOL + Pack",{"v":3549,"d":"3,549"},"H"]
[96837612,"Шкаф управления GRUNDFOS","Control MPC-S 2x0,75 DOL + Pack",{"v":3603,"d":"3,603"},"H"]
[96837613,"Шкаф управления GRUNDFOS","Control MPC-S 2x1,1 DOL-II + Pack",{"v":3741,"d":"3,741"},"H"]
[96837614,"Шкаф управления GRUNDFOS","Control MPC-S 2x1,5 DOL + Pack",{"v":3785,"d":"3,785"},"H"]
[96837620,"Шкаф управления GRUNDFOS","Control MPC-S 2x11 SD + Pack",{"v":4976,"d":"4,976"},"H"]
[96837621,"Шкаф управления GRUNDFOS","Control MPC-S 2x15 SD + Pack",{"v":4929,"d":"4,929"},"H"]
[96837622,"Шкаф управления GRUNDFOS","Control MPC-S 2x18,5 SD-II + Pack",{"v":5567,"d":"5,567"},"H"]
[96837615,"Шкаф управления GRUNDFOS","Control MPC-S 2x2,2 DOL + Pack",{"v":3813,"d":"3,813"},"H"]
[96837623,"Шкаф управления GRUNDFOS","Control MPC-S 2x22 SD + Pack",{"v":5787,"d":"5,787"},"H"]
[96837616,"Шкаф управления GRUNDFOS","Control MPC-S 2x3 DOL + Pack",{"v":4106,"d":"4,106"},"H"]
[96837624,"Шкаф управления GRUNDFOS","Control MPC-S 2x30 SD-I+Pack",{"v":6662,"d":"6,662"},"H"]
[96837625,"Шкаф управления GRUNDFOS","Control MPC-S 2x37 SD-II+Pack",{"v":7502,"d":"7,502"},"H"]
[96837617,"Шкаф управления GRUNDFOS","Control MPC-S 2x4 DOL + Pack",{"v":4124,"d":"4,124"},"H"]
[96837626,"Шкаф управления GRUNDFOS","Control MPC-S 2x45 SD + Pack",{"v":11437,"d":"11,437"},"H"]
[96837618,"Шкаф управления GRUNDFOS","Control MPC-S 2x5,5 SD-II + Pack",{"v":4637,"d":"4,637"},"H"]
[96837627,"Шкаф управления GRUNDFOS","Control MPC-S 2x55 SD-I + Pack",{"v":12753,"d":"12,753"},"H"]
[96837619,"Шкаф управления GRUNDFOS","Control MPC-S 2x7,5 SD + Pack",{"v":4659,"d":"4,659"},"H"]
[96837633,"Шкаф управления GRUNDFOS","Control MPC-S 3x1,5 DOL-II + Pack",{"v":3999,"d":"3,999"},"H"]
[96837639,"Шкаф управления GRUNDFOS","Control MPC-S 3x11 SD + Pack",{"v":5724,"d":"5,724"},"H"]
[96837640,"Шкаф управления GRUNDFOS","Control MPC-S 3x15 SD + Pack",{"v":6300,"d":"6,300"},"H"]
[96837634,"Шкаф управления GRUNDFOS","Control MPC-S 3x2,2 DOL + Pack",{"v":4051,"d":"4,051"},"H"]
[96837642,"Шкаф управления GRUNDFOS","Control MPC-S 3x22 SD + Pack",{"v":7915,"d":"7,915"},"H"]
[96837635,"Шкаф управления GRUNDFOS","Control MPC-S 3x3 DOL + Pack",{"v":4311,"d":"4,311"},"H"]
[96837643,"Шкаф управления GRUNDFOS","Control MPC-S 3x30 SD + Pack",{"v":9103,"d":"9,103"},"H"]
[96837637,"Шкаф управления GRUNDFOS","Control MPC-S 3x5,5 SD-II + Pack",{"v":5277,"d":"5,277"},"H"]
[96837638,"Шкаф управления GRUNDFOS","Control MPC-S 3x7,5 SD-II + Pack",{"v":5496,"d":"5,496"},"H"]
[96837659,"Шкаф управления GRUNDFOS","Control MPC-S 4x15 SD-II + Pack",{"v":7713,"d":"7,713"},"H"]
[96837660,"Шкаф управления GRUNDFOS","Control MPC-S 4x18,5 SD + Pack",{"v":9086,"d":"9,086"},"H"]
[96837654,"Шкаф управления GRUNDFOS","Control MPC-S 4x3 DOL + Pack",{"v":4949,"d":"4,949"},"H"]
[96967355,"Шкаф управления GRUNDFOS","Control WW-S 1X1,6-2,4A DOL-I 1",{"v":6225,"d":"6,225"},"Z"]
[96967318,"Шкаф управления GRUNDFOS","Control WW-S 1x1,6-2,4A DOL-II 4 + SC",{"v":3670,"d":"3,670"},"Z"]
[96967360,"Шкаф управления GRUNDFOS","Control WW-S 1X13-16,9A SD-I 1",{"v":6502,"d":"6,502"},"Z"]
[96967369,"Шкаф управления GRUNDFOS","Control WW-S 1X2,5-3,9A DOL-ABP-I 1",{"v":6764,"d":"6,764"},"Z"]
[96967291,"Шкаф управления GRUNDFOS","Control WW-S 1X2,5-3,9A DOL-ABP-II 4",{"v":4115,"d":"4,115"},"Z"]
[96967356,"Шкаф управления GRUNDFOS","Control WW-S 1X2,5-3,9A DOL-I 1",{"v":6225,"d":"6,225"},"Z"]
[96967423,"Шкаф управления GRUNDFOS","Control WW-S 1X20-23,9A SS-II 4",{"v":4338,"d":"4,338"},"Z"]
[96967282,"Шкаф управления GRUNDFOS","Control WW-S 1X37-47,9A SD-II 4",{"v":5038,"d":"5,038"},"Z"]
[96967283,"Шкаф управления GRUNDFOS","Control WW-S 1X48-59,9A SD-II 4",{"v":5409,"d":"5,409"},"Z"]
[96939217,"Шкаф управления GRUNDFOS","Control WW-S 2X13-16,9A SD-ABP-I 1",{"v":9145,"d":"9,145"},"Z"]
[96957499,"Шкаф управления GRUNDFOS","Control WW-S 2X13-16,9A SD-ABP-I 1+SC",{"v":9283,"d":"9,283"},"Z"]
[96934964,"Шкаф управления GRUNDFOS","Control WW-S 2X13-16,9A SD-ABP-II 4",{"v":5227,"d":"5,227"},"Z"]
[96934934,"Шкаф управления GRUNDFOS","Control WW-S 2X13-16,9A SD-II 4",{"v":4323,"d":"4,323"},"Z"]
[96956022,"Шкаф управления GRUNDFOS","Control WW-S 2X13-16,9A SS-II 4",{"v":5053,"d":"5,053"},"Z"]
[96934965,"Шкаф управления GRUNDFOS","Control WW-S 2X17-19,9A SD-ABP-II 4",{"v":5520,"d":"5,520"},"Z"]
[96939195,"Шкаф управления GRUNDFOS","Control WW-S 2X17-19,9A SD-I 1",{"v":7026,"d":"7,026"},"Z"]
[96934935,"Шкаф управления GRUNDFOS","Control WW-S 2X17-19,9A SD-II 4",{"v":4468,"d":"4,468"},"Z"]
[96939213,"Шкаф управления GRUNDFOS","Control WW-S 2X2,5-3,9A DOL-ABP-I 1",{"v":6997,"d":"6,997"},"Z"]
[96957495,"Шкаф управления GRUNDFOS","Control WW-S 2X2,5-3,9A DOL-ABP-I 1+SC",{"v":7142,"d":"7,142"},"Z"]
[96934960,"Шкаф управления GRUNDFOS","Control WW-S 2X2,5-3,9A DOL-ABP-II 4",{"v":4448,"d":"4,448"},"Z"]
[96938393,"Шкаф управления GRUNDFOS","Control WW-S 2x2,5-3,9A DOL-ABP-II4+SC",{"v":4592,"d":"4,592"},"Z"]
[96939120,"Шкаф управления GRUNDFOS","Control WW-S 2X2,5-3,9A DOL-I 1",{"v":6533,"d":"6,533"},"Z"]
[96939550,"Шкаф управления GRUNDFOS","Control WW-S 2X2,5-3,9A DOL-I 1 + SC",{"v":6681,"d":"6,681"},"Z"]
[96934810,"Шкаф управления GRUNDFOS","Control WW-S 2X2,5-3,9A DOL-II 4",{"v":3986,"d":"3,986"},"Z"]
[96934966,"Шкаф управления GRUNDFOS","Control WW-S 2X20-23,9 SD-ABP-II 4",{"v":5535,"d":"5,535"},"Z"]
[96956750,"Шкаф управления GRUNDFOS","Control WW-S 2X20-23,9A SD-ABP-I 1",{"v":9434,"d":"9,434"},"Z"]
[96939196,"Шкаф управления GRUNDFOS","Control WW-S 2X20-23,9A SD-I 1",{"v":7029,"d":"7,029"},"Z"]
[96934936,"Шкаф управления GRUNDFOS","Control WW-S 2X20-23,9A SD-II 4",{"v":4470,"d":"4,470"},"Z"]
[96956024,"Шкаф управления GRUNDFOS","Control WW-S 2X20-23,9A SS-II 4",{"v":5400,"d":"5,400"},"Z"]
[96956751,"Шкаф управления GRUNDFOS","Control WW-S 2X24-29,9A SD-ABP-I 1",{"v":9954,"d":"9,954"},"Z"]
[96934937,"Шкаф управления GRUNDFOS","Control WW-S 2X24-29,9A SD-II 4",{"v":4870,"d":"4,870"},"Z"]
[96938370,"Шкаф управления GRUNDFOS","Control WW-S 2x24-29,9A SD-II 4 + SC",{"v":5015,"d":"5,015"},"Z"]
[96956025,"Шкаф управления GRUNDFOS","Control WW-S 2X24-29,9A SS-II 4",{"v":5684,"d":"5,684"},"Z"]
[96934968,"Шкаф управления GRUNDFOS","Control WW-S 2X30-36,9A SD-ABP-II 4",{"v":8003,"d":"8,003"},"Z"]
[96939198,"Шкаф управления GRUNDFOS","Control WW-S 2X30-36,9A SD-I 1",{"v":10086,"d":"10,086"},"Z"]
[96934938,"Шкаф управления GRUNDFOS","Control WW-S 2X30-36,9A SD-II 4",{"v":5473,"d":"5,473"},"Z"]
[96934969,"Шкаф управления GRUNDFOS","Control WW-S 2X37-47,9 A SD-ABP-I 4",{"v":8809,"d":"8,809"},"Z"]
[96939199,"Шкаф управления GRUNDFOS","Control WW-S 2X37-47,9A SD-I 1",{"v":10701,"d":"10,701"},"Z"]
[96956611,"Шкаф управления GRUNDFOS","Control WW-S 2X37-47,9A SS-ABP-I 4",{"v":10942,"d":"10,942"},"Z"]
[96957496,"Шкаф управления GRUNDFOS","Control WW-S 2X4-5,9A DOL-ABP-I 1 + SC",{"v":7142,"d":"7,142"},"Z"]
[96934961,"Шкаф управления GRUNDFOS","Control WW-S 2X4-5,9A DOL-ABP-II 4",{"v":4448,"d":"4,448"},"Z"]
[96939551,"Шкаф управления GRUNDFOS","Control WW-S 2X4-5,9A DOL-I 1 + SC",{"v":6681,"d":"6,681"},"Z"]
[96956804,"Шкаф управления GRUNDFOS","Control WW-S 2X48-59,9A SD-ABP-I 1",{"v":13313,"d":"13,313"},"Z"]
[96934970,"Шкаф управления GRUNDFOS","Control WW-S 2X48-59,9A SD-ABP-I 4",{"v":9807,"d":"9,807"},"Z"]
[96939200,"Шкаф управления GRUNDFOS","Control WW-S 2X48-59,9A SD-I 1",{"v":11270,"d":"11,270"},"Z"]
[96934940,"Шкаф управления GRUNDFOS","Control WW-S 2X48-59,9A SD-II 4",{"v":6725,"d":"6,725"},"Z"]
[96956622,"Шкаф управления GRUNDFOS","Control WW-S 2X48-59,9A SS-ABP-I 4+SC",{"v":12152,"d":"12,152"},"Z"]
[96939215,"Шкаф управления GRUNDFOS","Control WW-S 2X6-8,9A  DOL-ABP-I 1",{"v":7075,"d":"7,075"},"Z"]
[96934962,"Шкаф управления GRUNDFOS","Control WW-S 2X6-8,9A DOL-ABP-II 4",{"v":4525,"d":"4,525"},"Z"]
[96938395,"Шкаф управления GRUNDFOS","Control WW-S 2X6-8,9A DOL-ABP-II 4+ SC",{"v":4670,"d":"4,670"},"Z"]
[96934932,"Шкаф управления GRUNDFOS","Control WW-S 2X6-8,9A DOL-II 4",{"v":3986,"d":"3,986"},"Z"]
[96938365,"Шкаф управления GRUNDFOS","Control WW-S 2X6-8,9A DOL-II 4 + SC",{"v":4131,"d":"4,131"},"Z"]
[96934963,"Шкаф управления GRUNDFOS","Control WW-S 2X9-12,9A SD-ABP-II 4",{"v":5176,"d":"5,176"},"Z"]
[96955966,"Шкаф управления GRUNDFOS","Control WW-S 2X9-12,9A SS-II 4",{"v":5048,"d":"5,048"},"Z"]
[96939193,"Шкаф управления GRUNDFOS","Control WW-S 2X9-12.9A SD-I 1",{"v":6846,"d":"6,846"},"Z"]
[96982405,"Шкаф управления GRUNDFOS","Control WW-S 3X1,6-2,4A DOL-II 4",{"v":5217,"d":"5,217"},"Z"]
[96982803,"Шкаф управления GRUNDFOS","Control WW-S 3X13-16,9A SD-ABP-I 1",{"v":10174,"d":"10,174"},"Z"]
[96982410,"Шкаф управления GRUNDFOS","Control WW-S 3X13-16,9A SD-II 4",{"v":6629,"d":"6,629"},"Z"]
[96982804,"Шкаф управления GRUNDFOS","Control WW-S 3X17-19,9A SD-ABP-I 1",{"v":10280,"d":"10,280"},"Z"]
[96982411,"Шкаф управления GRUNDFOS","Control WW-S 3X17-19,9A SD-I 4",{"v":6793,"d":"6,793"},"Z"]
[96982550,"Шкаф управления GRUNDFOS","Control WW-S 3X2,5-3,9A DOL-ABP-II+SC 4",{"v":6111,"d":"6,111"},"Z"]
[96982756,"Шкаф управления GRUNDFOS","Control WW-S 3X2,5-3,9A DOL-I 1",{"v":7990,"d":"7,990"},"Z"]
[96982406,"Шкаф управления GRUNDFOS","Control WW-S 3X2,5-3,9A DOL-II 4",{"v":5219,"d":"5,219"},"Z"]
[96982432,"Шкаф управления GRUNDFOS","Control WW-S 3X20-23,9A SD-I 4",{"v":7041,"d":"7,041"},"Z"]
[96982818,"Шкаф управления GRUNDFOS","Control WW-S 3X20-23,9A SD-I+SC 1",{"v":9612,"d":"9,612"},"Z"]
[96982806,"Шкаф управления GRUNDFOS","Control WW-S 3X24-29,9A SD-ABP-I 1",{"v":13670,"d":"13,670"},"Z"]
[96982793,"Шкаф управления GRUNDFOS","Control WW-S 3X24-29,9A SD-I 1",{"v":11812,"d":"11,812"},"Z"]
[96982807,"Шкаф управления GRUNDFOS","Control WW-S 3X30-36,9A SD-ABP-I 1",{"v":14217,"d":"14,217"},"Z"]
[96982957,"Шкаф управления GRUNDFOS","Control WW-S 3X30-36,9A SD-ABP-I+SC 1",{"v":14518,"d":"14,518"},"Z"]
[96982434,"Шкаф управления GRUNDFOS","Control WW-S 3X30-36,9A SD-I 4",{"v":7979,"d":"7,979"},"Z"]
[96982794,"Шкаф управления GRUNDFOS","Control WW-S 3X30-36,9A SD-I-1",{"v":12245,"d":"12,245"},"Z"]
[96982503,"Шкаф управления GRUNDFOS","Control WW-S 3x37-47,9A SD-ABP-I 4",{"v":13222,"d":"13,222"},"Z"]
[96982958,"Шкаф управления GRUNDFOS","Control WW-S 3X37-47,9A SD-ABP-I+SC 1",{"v":16156,"d":"16,156"},"Z"]
[96982435,"Шкаф управления GRUNDFOS","Control WW-S 3x37-47,9A SD-I 4",{"v":9771,"d":"9,771"},"Z"]
[96982407,"Шкаф управления GRUNDFOS","Control WW-S 3X4-5,9A DOL-II 4",{"v":5232,"d":"5,232"},"Z"]
[96982523,"Шкаф управления GRUNDFOS","Control WW-S 3X4-5,9A DOL-II+4",{"v":5530,"d":"5,530"},"Z"]
[96982436,"Шкаф управления GRUNDFOS","Control WW-S 3X48-59,9A SD-I 4",{"v":10817,"d":"10,817"},"Z"]
[96982542,"Шкаф управления GRUNDFOS","Control WW-S 3X48-59,9A SD-I+SC 4",{"v":11118,"d":"11,118"},"Z"]
[96982697,"Шкаф управления GRUNDFOS","Control WW-S 3x48-59,9A SS-ABP-I 4",{"v":17749,"d":"17,749"},"Z"]
[96982617,"Шкаф управления GRUNDFOS","Control WW-S 3X48-59,9A SS-I 4",{"v":13033,"d":"13,033"},"Z"]
[96982801,"Шкаф управления GRUNDFOS","Control WW-S 3X6-8,9A DOL-ABP-I 1",{"v":8728,"d":"8,728"},"Z"]
[96982758,"Шкаф управления GRUNDFOS","Control WW-S 3X6-8,9A DOL-I 1",{"v":8005,"d":"8,005"},"Z"]
[96982408,"Шкаф управления GRUNDFOS","Control WW-S 3X6-8,9A DOL-II 4",{"v":5234,"d":"5,234"},"Z"]
[96982802,"Шкаф управления GRUNDFOS","Control WW-S 3X9-12,9A SD-ABP-I 1",{"v":9653,"d":"9,653"},"Z"]
[96982759,"Шкаф управления GRUNDFOS","Control WW-S 3X9-12,9A SD-I 1",{"v":8710,"d":"8,710"},"Z"]
[96982409,"Шкаф управления GRUNDFOS","Control WW-S 3X9-12,9A SD-II 4",{"v":5940,"d":"5,940"},"Z"]
[96982610,"Шкаф управления GRUNDFOS","Control WW-S 3X9-12,9A SS-II 4",{"v":7430,"d":"7,430"},"Z"]
[97775338,"Контроллер LCA2 GRUNDFOS","Controller, LCA2",139,"Z"]
[96956028,"Шкаф управления GRUNDFOS","ControlWW-S 2X48-59,9A SS-II 4",{"v":7614,"d":"7,614"},"Z"]
["1A108405","Охлаждающий кожух для MP 1 GRUNDFOS","Cooling jacket cpl. MP1",311,"Z"]
["S1111384","Основание для сдвоенных насосов TPD серии 300, а также соответствующих TPED GRUNDFOS","Cork plates 400/500X40",109,"Z"]
["S1111406","Пробковая плита 400 X 500 X 40 GRUNDFOS","Cork plates 500/600x40",156,"Z"]
["S1111422","Пробковая плита 500 X 600 X 40 GRUNDFOS","Cork plates 500/650x40",168,"Z"]
["S1111449","Пробковая плита 500 X 650 X 40 GRUNDFOS","Cork plates 600/750x40",234,"Z"]
["S1111465","Пробковая плита 600 X 750 X 40 GRUNDFOS","Cork plates 700/800x40",292,"Z"]
[96295903,"Клапан поддержания давления GRUNDFOS","Count. press. valve DN20 PP/E",475,"ZM1"]
[96295904,"Клапан поддержания давления GRUNDFOS","Count. press. valve DN20 PP/V",475,"ZM1"]
[96295905,"Клапан поддержания давления GRUNDFOS","Count. press. valve DN20 PVC/E",387,"ZM1"]
[96295906,"Клапан поддержания давления GRUNDFOS","Count. press. valve DN20 PVC/V",387,"ZM1"]
[96295907,"Клапан поддержания давления GRUNDFOS","Count. press. valve DN20 SS",773,"ZM1"]
[96295908,"Клапан поддержания давления GRUNDFOS","Count. press. valve DN32 PP/E",777,"ZM1"]
[96295909,"Клапан поддержания давления GRUNDFOS","Count. press. valve DN32 PP/V",777,"ZM1"]
[96295910,"Клапан поддержания давления GRUNDFOS","Count. press. valve DN32 PVC/E",791,"ZM1"]
[96295911,"Клапан поддержания давления GRUNDFOS","Count. press. valve DN32 PVC/V",791,"ZM1"]
[96295912,"Клапан поддержания давления GRUNDFOS","Count. press. valve DN32 SS",{"v":2133,"d":"2,133"},"ZM1"]
[96587528,"Защитный кожух муфты GRUNDFOS","COUPL. GUARD PO 42 STANDARD, CPL. /spare",{"v":1442,"d":"1,442"},"Z"]
["00ID1781","Муфта PJE (без патрубков) GRUNDFOS","Coupling 1 1/4 Style 77 Epdm",17,"Z"]
["00ID6786","Муфта Victaulic (PJE) GRUNDFOS","Coupling 1 1/4 Style 77 Nitrile",24,"Z"]
["00ID6742","Муфта Victaulic (PJE) GRUNDFOS","Coupling 1 1/4 Style 77 Viton",90,"Z"]
[96437276,"Муфта Victaulic (PJE) GRUNDFOS","Coupling 1\"    Style 77 Nitrile",42,"Z"]
[91079046,"Муфта соединительная GRUNDFOS","Coupling 11/2\" PN10 Brass",99,"Z"]
["00ID2643","Муфта PJE (без патрубков) GRUNDFOS","Coupling 2 Style 77 Epdm",20,"Z"]
["00ID6743","Муфта PJE (без патрубков) GRUNDFOS","Coupling 2 Style 77 Viton",86,"Z"]
[91079261,"Муфта соединительная GRUNDFOS","Coupling 2\" PN10 Brass",190,"Z"]
["00ID7664","Муфта Victaulic (PJE) GRUNDFOS","Coupling 3 Style 77 Nitrile",70,"Z"]
["00ID8311","Муфта Victaulic (PJE) GRUNDFOS","Coupling 3 Style 77 Viton",133,"Z"]
[96415463,"Муфта Victaulic (PJE) GRUNDFOS","Coupling 4 Style 77 Nitrile",107,"Z"]
[96416739,"Муфта Victaulic (PJE) GRUNDFOS","Coupling 5 Style 77 Nitrile",151,"Z"]
["00ID2279","Муфта Victaulic (PJE) GRUNDFOS","Coupling 6 Style 77 Epdm",110,"Z"]
["00ID7755","Муфта Victaulic GRUNDFOS","Coupling 6 style 77 FKM",250,"Z"]
["S7161152","Муфта [dm = 28; dp = 22] GRUNDFOS","Coupling DM=28 DP=22 B80",183,"Z"]
[97791488,"Защитный кожух муфты GRUNDFOS","Coupling Guard PO07.3.CM",279,"Z"]
[97792124,"Защитный кожух муфты GRUNDFOS","Coupling guard PO23.10.CM",{"v":1179,"d":"1,179"},"Z"]
[97792139,"Защитный кожух муфты GRUNDFOS","Coupling guard PO32",{"v":1050,"d":"1,050"},"Z"]
[96590981,"Соединительная муфта GRUNDFOS","COUPLING LINER",50,"Z"]
[96590991,"Соединительная муфта под сварку GRUNDFOS","Coupling liner  D.114,3 x 50mm /spare",170,"Z"]
[96590993,"Соединительная муфта под сварку GRUNDFOS","Coupling liner  D.139,7 x 50mm /spare",252,"Z"]
[96590982,"Соединительная муфта GRUNDFOS","COUPLING LINER /spare",108,"Z"]
[96416745,"Соединительная муфта под сварку GRUNDFOS","Coupling liner D168,5x50mm.",231,"Z"]
[97791494,"Муфта [dm = 11; dp = 16] GRUNDFOS","Coupling PO07 DM=11,DP=16 - B 58",89,"Z"]
[97791498,"Муфта [dm = 14; dp = 16] GRUNDFOS","Coupling PO07 DM=14,DP=16 - B 58",89,"Z"]
[97792128,"Муфта [dm = 24; dp = 18] GRUNDFOS","Coupling PO23 DM=24 DP=18 B68",172,"Z"]
[97792150,"Муфта [dm = 42; dp = 22] GRUNDFOS","Coupling PO42 (dm = 42; dp = 22)",237,"Z"]
[105564,"Монтажный комплект для наружной резьбы 1 ¼\" GRUNDFOS","COUPLING SET 4\"BM NBR",199,"Z"]
[105563,"Монтажный комплект для сварки GRUNDFOS","COUPLING SET 4\"BM NBR",134,"Z"]
[105982,"Монтажный комплект для сварки GRUNDFOS","COUPLING SET 4\"BM NBR R",226,"Z"]
[105980,"Монтажный комплект для наружной резьбы 1 ¼\" GRUNDFOS","COUPLING SET 4\"BM NBR R",366,"Z"]
[105565,"Монтажный комплект для сварки GRUNDFOS","COUPLING SET 4\"BM VITON",208,"Z"]
[105566,"Монтажный комплект для наружной резьбы 1 ¼\" GRUNDFOS","COUPLING SET 4\"BM VITON",275,"Z"]
[105981,"Монтажный комплект для сварки GRUNDFOS","COUPLING SET 4\"BM VITON R",356,"Z"]
[105979,"Монтажный комплект для наружной резьбы 1 ¼\" GRUNDFOS","COUPLING SET 4\"BM VITON R",504,"Z"]
[155543,"Монтажный комплект для муфтового соединения Victaulic (PJE) 3\" GRUNDFOS","COUPLING SET F 6 BOOSTER MOD. 3",{"v":1225,"d":"1,225"},"Z"]
[96586834,"Соединительная муфта GRUNDFOS","Coupling socket R /spare",126,"Z"]
[96590985,"Соединительная муфта GRUNDFOS","Coupling socket R /spare",84,"Z"]
[96500979,"Насос GRUNDFOS","CR10-01 A-A-A-E-HQQE 3x230/400 50 HZ",843,"F4"]
[96501104,"Насос GRUNDFOS","CR10-01 A-A-A-V-HQQV 3x230/400 50 HZ",872,"F4"]
[96500963,"Насос GRUNDFOS","CR10-01 A-FJ-A-E-HQQE 3x230/400 50 HZ",885,"F4"]
[96501088,"Насос GRUNDFOS","CR10-01 A-FJ-A-V-HQQV 3x230/400 50 HZ",913,"F4"]
[96500980,"Насос GRUNDFOS","CR10-02 A-A-A-E-HQQE 3x230/400 50 HZ",932,"F4"]
[96501105,"Насос GRUNDFOS","CR10-02 A-A-A-V-HQQV 3x230/400 50 HZ",961,"F4"]
[96500964,"Насос GRUNDFOS","CR10-02 A-FJ-A-E-HQQE 3x230/400 50 HZ",974,"F4"]
[96501089,"Насос GRUNDFOS","CR10-02 A-FJ-A-V-HQQV 3x230/400 50 HZ",{"v":1002,"d":"1,002"},"F4"]
[96500981,"Насос GRUNDFOS","CR10-03 A-A-A-E-HQQE 3x230/400 50 HZ",{"v":1108,"d":"1,108"},"F4"]
[96501106,"Насос GRUNDFOS","CR10-03 A-A-A-V-HQQV 3x230/400 50 HZ",{"v":1136,"d":"1,136"},"F4"]
[96500965,"Насос GRUNDFOS","CR10-03 A-FJ-A-E-HQQE 3x230/400 50 HZ",{"v":1149,"d":"1,149"},"F4"]
[96501090,"Насос GRUNDFOS","CR10-03 A-FJ-A-V-HQQV 3x230/400 50 HZ",{"v":1177,"d":"1,177"},"F4"]
[96500982,"Насос GRUNDFOS","CR10-04 A-A-A-E-HQQE 3x230/400 50 HZ",{"v":1250,"d":"1,250"},"F4"]
[96501107,"Насос GRUNDFOS","CR10-04 A-A-A-V-HQQV 3x230/400 50 HZ",{"v":1279,"d":"1,279"},"F4"]
[96500966,"Насос GRUNDFOS","CR10-04 A-FJ-A-E-HQQE 3x230/400 50 HZ",{"v":1292,"d":"1,292"},"F4"]
[96501091,"Насос GRUNDFOS","CR10-04 A-FJ-A-V-HQQV 3x230/400 50 HZ",{"v":1320,"d":"1,320"},"F4"]
[96501227,"Насос GRUNDFOS","CR10-05 A-A-A-E-HQQE 3x400D 50 HZ",{"v":1361,"d":"1,361"},"F4"]
[96501328,"Насос GRUNDFOS","CR10-05 A-A-A-V-HQQV 3x400D 50 HZ",{"v":1390,"d":"1,390"},"F4"]
[96501214,"Насос GRUNDFOS","CR10-05 A-FJ-A-E-HQQE 3x400D 50 HZ",{"v":1403,"d":"1,403"},"F4"]
[96501315,"Насос GRUNDFOS","CR10-05 A-FJ-A-V-HQQV 3x400D 50 HZ",{"v":1431,"d":"1,431"},"F4"]
[96501228,"Насос GRUNDFOS","CR10-06 A-A-A-E-HQQE 3x400D 50 HZ",{"v":1438,"d":"1,438"},"F4"]
[96501329,"Насос GRUNDFOS","CR10-06 A-A-A-V-HQQV 3x400D 50 HZ",{"v":1467,"d":"1,467"},"F4"]
[96501215,"Насос GRUNDFOS","CR10-06 A-FJ-A-E-HQQE 3x400D 50 HZ",{"v":1480,"d":"1,480"},"F4"]
[96501316,"Насос GRUNDFOS","CR10-06 A-FJ-A-V-HQQV 3x400D 50 HZ",{"v":1508,"d":"1,508"},"F4"]
[96501229,"Насос GRUNDFOS","CR10-07 A-A-A-E-HQQE 3x400D 50 HZ",{"v":1588,"d":"1,588"},"F4"]
[96501330,"Насос GRUNDFOS","CR10-07 A-A-A-V-HQQV 3x400D 50 HZ",{"v":1616,"d":"1,616"},"F4"]
[96501216,"Насос GRUNDFOS","CR10-07 A-FJ-A-E-HQQE 3x400D 50 HZ",{"v":1629,"d":"1,629"},"F4"]
[96501317,"Насос GRUNDFOS","CR10-07 A-FJ-A-V-HQQV 3x400D 50 HZ",{"v":1657,"d":"1,657"},"F4"]
[96501230,"Насос GRUNDFOS","CR10-08 A-A-A-E-HQQE 3x400D 50 HZ",{"v":1664,"d":"1,664"},"F4"]
[96501331,"Насос GRUNDFOS","CR10-08 A-A-A-V-HQQV 3x400D 50 HZ",{"v":1693,"d":"1,693"},"F4"]
[96501217,"Насос GRUNDFOS","CR10-08 A-FJ-A-E-HQQE 3x400D 50 HZ",{"v":1706,"d":"1,706"},"F4"]
[96501318,"Насос GRUNDFOS","CR10-08 A-FJ-A-V-HQQV 3x400D 50 HZ",{"v":1734,"d":"1,734"},"F4"]
[96501231,"Насос GRUNDFOS","CR10-09 A-A-A-E-HQQE 3x400D 50 HZ",{"v":1743,"d":"1,743"},"F4"]
[96501332,"Насос GRUNDFOS","CR10-09 A-A-A-V-HQQV 3x400D 50 HZ",{"v":1772,"d":"1,772"},"F4"]
[96501218,"Насос GRUNDFOS","CR10-09 A-FJ-A-E-HQQE 3x400D 50 HZ",{"v":1785,"d":"1,785"},"F4"]
[96501319,"Насос GRUNDFOS","CR10-09 A-FJ-A-V-HQQV 3x400D 50 HZ",{"v":1813,"d":"1,813"},"F4"]
[96501232,"Насос GRUNDFOS","CR10-10 A-A-A-E-HQQE 3x400D 50 HZ",{"v":1998,"d":"1,998"},"F4"]
[96501333,"Насос GRUNDFOS","CR10-10 A-A-A-V-HQQV 3x400D 50 HZ",{"v":2025,"d":"2,025"},"F4"]
[96501219,"Насос GRUNDFOS","CR10-10 A-FJ-A-E-HQQE 3x400D 50 HZ",{"v":2038,"d":"2,038"},"F4"]
[96501320,"Насос GRUNDFOS","CR10-10 A-FJ-A-V-HQQV 3x400D 50 HZ",{"v":2066,"d":"2,066"},"F4"]
[96501233,"Насос GRUNDFOS","CR10-12 A-A-A-E-HQQE 3x400D 50 HZ",{"v":2155,"d":"2,155"},"F4"]
[96501334,"Насос GRUNDFOS","CR10-12 A-A-A-V-HQQV 3x400D 50 HZ",{"v":2184,"d":"2,184"},"F4"]
[96501220,"Насос GRUNDFOS","CR10-12 A-FJ-A-E-HQQE 3x400D 50 HZ",{"v":2197,"d":"2,197"},"F4"]
[96501321,"Насос GRUNDFOS","CR10-12 A-FJ-A-V-HQQV 3x400D 50 HZ",{"v":2224,"d":"2,224"},"F4"]
[96501335,"Насос GRUNDFOS","CR10-14 A-A-A-V-HQQV 3x400D 50 HZ",{"v":2547,"d":"2,547"},"F4"]
[96501221,"Насос GRUNDFOS","CR10-14 A-FJ-A-E-HQQE 3x400D 50 HZ",{"v":2560,"d":"2,560"},"F4"]
[96501322,"Насос GRUNDFOS","CR10-14 A-FJ-A-V-HQQV 3x400D 50 HZ",{"v":2588,"d":"2,588"},"F4"]
[96501336,"Насос GRUNDFOS","CR10-16 A-A-A-V-HQQV 3x400D 50 HZ",{"v":2705,"d":"2,705"},"F4"]
[96501222,"Насос GRUNDFOS","CR10-16 A-FJ-A-E-HQQE 3x400D 50 HZ",{"v":2718,"d":"2,718"},"F4"]
[96501323,"Насос GRUNDFOS","CR10-16 A-FJ-A-V-HQQV 3x400D 50 HZ",{"v":2745,"d":"2,745"},"F4"]
[96501223,"Насос GRUNDFOS","CR10-18 A-FJ-A-E-HQQE 3x400/690 50 HZ",{"v":2954,"d":"2,954"},"F4"]
[96501324,"Насос GRUNDFOS","CR10-18 A-FJ-A-V-HQQV 3x400/690 50 HZ",{"v":2982,"d":"2,982"},"F4"]
[96501224,"Насос GRUNDFOS","CR10-20 A-FJ-A-E-HQQE 3x400/690 50 HZ",{"v":3109,"d":"3,109"},"F4"]
[96501325,"Насос GRUNDFOS","CR10-20 A-FJ-A-V-HQQV 3x400/690 50 HZ",{"v":3137,"d":"3,137"},"F4"]
[96501225,"Насос GRUNDFOS","CR10-22 A-FJ-A-E-HQQE 3x400/690 50 HZ",{"v":3266,"d":"3,266"},"F4"]
[96501326,"Насос GRUNDFOS","CR10-22 A-FJ-A-V-HQQV 3x400/690 50 HZ",{"v":3295,"d":"3,295"},"F4"]
[96516180,"Насос GRUNDFOS","CR1-10 A-A-A-E-HQQE 3x230/400 50HZ",806,"F4"]
[96516206,"Насос GRUNDFOS","CR1-10 A-A-A-V-HQQV 3x230/400 50HZ",814,"F4"]
[96516246,"Насос GRUNDFOS","CR1-10 A-FGJ-A-E-HQQE 3x230/400 50HZ",816,"F4"]
[96516268,"Насос GRUNDFOS","CR1-10 A-FGJ-A-V-HQQV 3x230/400 50HZ",837,"F4"]
[96516181,"Насос GRUNDFOS","CR1-11 A-A-A-E-HQQE 3x230/400 50HZ",811,"F4"]
[96516207,"Насос GRUNDFOS","CR1-11 A-A-A-V-HQQV 3x230/400 50HZ",834,"F4"]
[96516247,"Насос GRUNDFOS","CR1-11 A-FGJ-A-E-HQQE 3x230/400 50HZ",849,"F4"]
[96516269,"Насос GRUNDFOS","CR1-11 A-FGJ-A-V-HQQV 3x230/400 50HZ",873,"F4"]
[96516183,"Насос GRUNDFOS","CR1-12 A-A-A-E-HQQE 3x230/400 50HZ",846,"F4"]
[96516209,"Насос GRUNDFOS","CR1-12 A-A-A-V-HQQV 3x230/400 50HZ",870,"F4"]
[96516248,"Насос GRUNDFOS","CR1-12 A-FGJ-A-E-HQQE 3x230/400 50HZ",885,"F4"]
[96516270,"Насос GRUNDFOS","CR1-12 A-FGJ-A-V-HQQV 3x230/400 50HZ",908,"F4"]
[96516185,"Насос GRUNDFOS","CR1-13 A-A-A-E-HQQE 3x230/400 50HZ",880,"F4"]
[96516210,"Насос GRUNDFOS","CR1-13 A-A-A-V-HQQV 3x230/400 50HZ",903,"F4"]
[96516249,"Насос GRUNDFOS","CR1-13 A-FGJ-A-E-HQQE 3x230/400 50HZ",918,"F4"]
[96516271,"Насос GRUNDFOS","CR1-13 A-FGJ-A-V-HQQV 3x230/400 50HZ",941,"F4"]
[96516186,"Насос GRUNDFOS","CR1-15 A-A-A-E-HQQE 3x230/400 50HZ",950,"F4"]
[96516211,"Насос GRUNDFOS","CR1-15 A-A-A-V-HQQV 3x230/400 50HZ",974,"F4"]
[96516250,"Насос GRUNDFOS","CR1-15 A-FGJ-A-E-HQQE 3x230/400 50HZ",999,"F4"]
[96516272,"Насос GRUNDFOS","CR1-15 A-FGJ-A-V-HQQV 3x230/400 50HZ",{"v":1015,"d":"1,015"},"F4"]
[96516188,"Насос GRUNDFOS","CR1-17 A-A-A-E-HQQE 3x230/400 50HZ",{"v":1014,"d":"1,014"},"F4"]
[96516212,"Насос GRUNDFOS","CR1-17 A-A-A-V-HQQV 3x230/400 50HZ",{"v":1037,"d":"1,037"},"F4"]
[96516251,"Насос GRUNDFOS","CR1-17 A-FGJ-A-E-HQQE 3x230/400 50HZ",{"v":1052,"d":"1,052"},"F4"]
[96516273,"Насос GRUNDFOS","CR1-17 A-FGJ-A-V-HQQV 3x230/400 50HZ",{"v":1076,"d":"1,076"},"F4"]
[96516190,"Насос GRUNDFOS","CR1-19 A-A-A-E-HQQE 3x230/400 50HZ",{"v":1086,"d":"1,086"},"F4"]
[96516213,"Насос GRUNDFOS","CR1-19 A-A-A-V-HQQV 3x230/400 50HZ",{"v":1108,"d":"1,108"},"F4"]
[96516252,"Насос GRUNDFOS","CR1-19 A-FGJ-A-E-HQQE 3x230/400 50HZ",{"v":1124,"d":"1,124"},"F4"]
[96516274,"Насос GRUNDFOS","CR1-19 A-FGJ-A-V-HQQV 3x230/400 50HZ",{"v":1146,"d":"1,146"},"F4"]
[96516169,"Насос GRUNDFOS","CR1-2 A-A-A-E-HQQE 3x230/400 50HZ",592,"F4"]
[96516194,"Насос GRUNDFOS","CR1-2 A-A-A-V-HQQV 3x230/400 50HZ",615,"F4"]
[96516239,"Насос GRUNDFOS","CR1-2 A-FGJ-A-E-HQQE 3x230/400 50HZ",631,"F4"]
[96516260,"Насос GRUNDFOS","CR1-2 A-FGJ-A-V-HQQV 3x230/400 50HZ",653,"F4"]
[95922150,"Насос GRUNDFOS","CR120-1 A-F-A-E-HQQE 3x400/690 50 HZ",{"v":4624,"d":"4,624"},"F4"]
[95922166,"Насос GRUNDFOS","CR120-1 A-F-A-V-HQQV 3x400/690 50 HZ",{"v":4661,"d":"4,661"},"F4"]
[95922152,"Насос GRUNDFOS","CR120-2 A-F-A-E-HQQE 3x400/690 50 HZ",{"v":7167,"d":"7,167"},"F4"]
[95922168,"Насос GRUNDFOS","CR120-2 A-F-A-V-HQQV 3x400/690 50 HZ",{"v":7203,"d":"7,203"},"F4"]
[95922151,"Насос GRUNDFOS","CR120-2-1 A-F-A-E-HQQE 3x400/690 50 HZ",{"v":6456,"d":"6,456"},"F4"]
[95922167,"Насос GRUNDFOS","CR120-2-1 A-F-A-V-HQQV 3x400/690 50 HZ",{"v":6492,"d":"6,492"},"F4"]
[95922153,"Насос GRUNDFOS","CR120-3 A-F-A-E-HQQE 3x400/690 50 HZ",{"v":8155,"d":"8,155"},"F4"]
[95922169,"Насос GRUNDFOS","CR120-3 A-F-A-V-HQQV 3x400/690 50 HZ",{"v":8192,"d":"8,192"},"F4"]
[95922154,"Насос GRUNDFOS","CR120-4-1 A-F-A-E-HQQE 3x400/690 50 HZ",{"v":9860,"d":"9,860"},"F4"]
[95922170,"Насос GRUNDFOS","CR120-4-1 A-F-A-V-HQQV 3x400/690 50 HZ",{"v":9906,"d":"9,906"},"F4"]
[95922155,"Насос GRUNDFOS","CR120-5-1 A-F-A-E-HQQE 3x400/690 50 HZ",{"v":11887,"d":"11,887"},"F4"]
[95922171,"Насос GRUNDFOS","CR120-5-1 A-F-A-V-HQQV 3x400/690 50 HZ",{"v":11924,"d":"11,924"},"F4"]
[95922156,"Насос GRUNDFOS","CR120-6-1 A-F-A-E-HBQE 3x400/690 50 HZ",{"v":15766,"d":"15,766"},"F4"]
[95922172,"Насос GRUNDFOS","CR120-6-1 A-F-A-V-HBQV 3x400/690 50 HZ",{"v":15766,"d":"15,766"},"F4"]
[95922157,"Насос GRUNDFOS","CR120-7 A-F-A-E-HBQE 3x400/690 50 HZ",{"v":18868,"d":"18,868"},"F4"]
[95922173,"Насос GRUNDFOS","CR120-7 A-F-A-V-HBQV 3x400/690 50 HZ",{"v":18868,"d":"18,868"},"F4"]
[96516192,"Насос GRUNDFOS","CR1-21 A-A-A-E-HQQE 3x230/400 50HZ",{"v":1156,"d":"1,156"},"F4"]
[96516214,"Насос GRUNDFOS","CR1-21 A-A-A-V-HQQV 3x230/400 50HZ",{"v":1180,"d":"1,180"},"F4"]
[96516253,"Насос GRUNDFOS","CR1-21 A-FGJ-A-E-HQQE 3x230/400 50HZ",{"v":1195,"d":"1,195"},"F4"]
[96516275,"Насос GRUNDFOS","CR1-21 A-FGJ-A-V-HQQV 3x230/400 50HZ",{"v":1218,"d":"1,218"},"F4"]
[96516193,"Насос GRUNDFOS","CR1-23 A-A-A-E-HQQE 3x230/400 50HZ",{"v":1230,"d":"1,230"},"F4"]
[96516215,"Насос GRUNDFOS","CR1-23 A-A-A-V-HQQV 3x230/400 50HZ",{"v":1253,"d":"1,253"},"F4"]
[96516254,"Насос GRUNDFOS","CR1-23 A-FGJ-A-E-HQQE 3x230/400 50HZ",{"v":1269,"d":"1,269"},"F4"]
[96516276,"Насос GRUNDFOS","CR1-23 A-FGJ-A-V-HQQV 3x230/400 50HZ",{"v":1292,"d":"1,292"},"F4"]
[96516255,"Насос GRUNDFOS","CR1-25 A-FGJ-A-E-HQQE 3x230/400 50HZ",{"v":1406,"d":"1,406"},"F4"]
[96516277,"Насос GRUNDFOS","CR1-25 A-FGJ-A-V-HQQV 3x230/400 50HZ",{"v":1429,"d":"1,429"},"F4"]
[96516256,"Насос GRUNDFOS","CR1-27 A-FGJ-A-E-HQQE 3x230/400 50HZ",{"v":1477,"d":"1,477"},"F4"]
[96516278,"Насос GRUNDFOS","CR1-27 A-FGJ-A-V-HQQV 3x230/400 50HZ",{"v":1500,"d":"1,500"},"F4"]
[96516170,"Насос GRUNDFOS","CR1-3 A-A-A-E-HQQE 3x230/400 50HZ",615,"F4"]
[96516196,"Насос GRUNDFOS","CR1-3 A-A-A-V-HQQV 3x230/400 50HZ",638,"F4"]
[96516240,"Насос GRUNDFOS","CR1-3 A-FGJ-A-E-HQQE 3x230/400 50HZ",653,"F4"]
[96516261,"Насос GRUNDFOS","CR1-3 A-FGJ-A-V-HQQV 3x230/400 50HZ",677,"F4"]
[96516257,"Насос GRUNDFOS","CR1-30 A-FGJ-A-E-HQQE 3x230/400 50HZ",{"v":1587,"d":"1,587"},"F4"]
[96516279,"Насос GRUNDFOS","CR1-30 A-FGJ-A-V-HQQV 3x230/400 50HZ",{"v":1610,"d":"1,610"},"F4"]
[96513309,"Насос GRUNDFOS","CR1-33 A-FGJ-A-E-HQQE 3x400D 50HZ",{"v":1780,"d":"1,780"},"F4"]
[96513341,"Насос GRUNDFOS","CR1-33 A-FGJ-A-V-HQQV 3x400D 50HZ",{"v":1803,"d":"1,803"},"F4"]
[96513340,"Насос GRUNDFOS","CR1-36 A-FGJ-A-E-HQQE 3x400D 50HZ",{"v":1889,"d":"1,889"},"F4"]
[96513342,"Насос GRUNDFOS","CR1-36 A-FGJ-A-V-HQQV 3x400D 50HZ",{"v":1912,"d":"1,912"},"F4"]
[96516172,"Насос GRUNDFOS","CR1-4 A-A-A-E-HQQE 3x230/400 50HZ",638,"F4"]
[96516197,"Насос GRUNDFOS","CR1-4 A-A-A-V-HQQV 3x230/400 50HZ",662,"F4"]
[96516241,"Насос GRUNDFOS","CR1-4 A-FGJ-A-E-HQQE 3x230/400 50HZ",677,"F4"]
[96516262,"Насос GRUNDFOS","CR1-4 A-FGJ-A-V-HQQV 3x230/400 50HZ",700,"F4"]
[96516173,"Насос GRUNDFOS","CR1-5 A-A-A-E-HQQE 3x230/400 50HZ",661,"F4"]
[96516199,"Насос GRUNDFOS","CR1-5 A-A-A-V-HQQV 3x230/400 50HZ",684,"F4"]
[96516242,"Насос GRUNDFOS","CR1-5 A-FGJ-A-E-HQQE 3x230/400 50HZ",699,"F4"]
[96516263,"Насос GRUNDFOS","CR1-5 A-FGJ-A-V-HQQV 3x230/400 50HZ",722,"F4"]
[96501710,"Насос GRUNDFOS","CR15-01 A-A-A-E-HQQE 3x230/400 50 HZ",{"v":1050,"d":"1,050"},"F4"]
[96501808,"Насос GRUNDFOS","CR15-01 A-A-A-V-HQQV 3x230/400 50 HZ",{"v":1076,"d":"1,076"},"F4"]
[96501697,"Насос GRUNDFOS","CR15-01 A-F-A-E-HQQE 3x230/400 50 HZ",{"v":1088,"d":"1,088"},"F4"]
[95922375,"Насос GRUNDFOS","CR150-1 A-F-A-E-HQQE 3x400/690 50 HZ",{"v":5462,"d":"5,462"},"F4"]
[96501795,"Насос GRUNDFOS","CR15-01 A-F-A-V-HQQV 3x230/400 50 HZ",{"v":1114,"d":"1,114"},"F4"]
[95922391,"Насос GRUNDFOS","CR150-1 A-F-A-V-HQQV 3x400/690 50 HZ",{"v":5499,"d":"5,499"},"F4"]
[95922374,"Насос GRUNDFOS","CR150-1-1 A-F-A-E-HQQE 3x400/690 50 HZ",{"v":4624,"d":"4,624"},"F4"]
[95922390,"Насос GRUNDFOS","CR150-1-1 A-F-A-V-HQQV 3x400/690 50 HZ",{"v":4661,"d":"4,661"},"F4"]
[96501905,"Насос GRUNDFOS","CR15-02 A-A-A-E-HQQE 3x400D 50 HZ",{"v":1333,"d":"1,333"},"F4"]
[96501995,"Насос GRUNDFOS","CR15-02 A-A-A-V-HQQV 3x400D 50 HZ",{"v":1359,"d":"1,359"},"F4"]
[96501893,"Насос GRUNDFOS","CR15-02 A-F-A-E-HQQE 3x400D 50 HZ",{"v":1371,"d":"1,371"},"F4"]
[96501983,"Насос GRUNDFOS","CR15-02 A-F-A-V-HQQV 3x400D 50 HZ",{"v":1397,"d":"1,397"},"F4"]
[95922376,"Насос GRUNDFOS","CR150-2-1 A-F-A-E-HQQE 3x400/690 50 HZ",{"v":7167,"d":"7,167"},"F4"]
[95922392,"Насос GRUNDFOS","CR150-2-1 A-F-A-V-HQQV 3x400/690 50 HZ",{"v":7203,"d":"7,203"},"F4"]
[96501906,"Насос GRUNDFOS","CR15-03 A-A-A-E-HQQE 3x400D 50 HZ",{"v":1547,"d":"1,547"},"F4"]
[96501996,"Насос GRUNDFOS","CR15-03 A-A-A-V-HQQV 3x400D 50 HZ",{"v":1574,"d":"1,574"},"F4"]
[95922378,"Насос GRUNDFOS","CR150-3 A-F-A-E-HQQE 3x400/690 50 HZ",{"v":9605,"d":"9,605"},"F4"]
[96501894,"Насос GRUNDFOS","CR15-03 A-F-A-E-HQQE 3x400D 50 HZ",{"v":1585,"d":"1,585"},"F4"]
[95922394,"Насос GRUNDFOS","CR150-3 A-F-A-V-HQQV 3x400/690 50 HZ",{"v":9641,"d":"9,641"},"F4"]
[96501984,"Насос GRUNDFOS","CR15-03 A-F-A-V-HQQV 3x400D 50 HZ",{"v":1611,"d":"1,611"},"F4"]
[95922377,"Насос GRUNDFOS","CR150-3-2 A-F-A-E-HQQE 3x400/690 50 HZ",{"v":8155,"d":"8,155"},"F4"]
[95922393,"Насос GRUNDFOS","CR150-3-2 A-F-A-V-HQQV 3x400/690 50 HZ",{"v":8192,"d":"8,192"},"F4"]
[96501907,"Насос GRUNDFOS","CR15-04 A-A-A-E-HQQE 3x400D 50 HZ",{"v":1804,"d":"1,804"},"F4"]
[96501997,"Насос GRUNDFOS","CR15-04 A-A-A-V-HQQV 3x400D 50 HZ",{"v":1829,"d":"1,829"},"F4"]
[96501895,"Насос GRUNDFOS","CR15-04 A-F-A-E-HQQE 3x400D 50 HZ",{"v":1840,"d":"1,840"},"F4"]
[96501985,"Насос GRUNDFOS","CR15-04 A-F-A-V-HQQV 3x400D 50 HZ",{"v":1866,"d":"1,866"},"F4"]
[95922379,"Насос GRUNDFOS","CR150-4-1 A-F-A-E-HQQE 3x400/690 50 HZ",{"v":11632,"d":"11,632"},"F4"]
[95922395,"Насос GRUNDFOS","CR150-4-1 A-F-A-V-HQQV 3x400/690 50 HZ",{"v":11670,"d":"11,670"},"F4"]
[96501908,"Насос GRUNDFOS","CR15-05 A-A-A-E-HQQE 3x400D 50 HZ",{"v":1895,"d":"1,895"},"F4"]
[96501998,"Насос GRUNDFOS","CR15-05 A-A-A-V-HQQV 3x400D 50 HZ",{"v":1920,"d":"1,920"},"F4"]
[96501896,"Насос GRUNDFOS","CR15-05 A-F-A-E-HQQE 3x400D 50 HZ",{"v":1933,"d":"1,933"},"F4"]
[96501986,"Насос GRUNDFOS","CR15-05 A-F-A-V-HQQV 3x400D 50 HZ",{"v":1957,"d":"1,957"},"F4"]
[95922380,"Насос GRUNDFOS","CR150-5-2 A-F-A-E-HBQE 3x400/690 50 HZ",{"v":15507,"d":"15,507"},"F4"]
[95922396,"Насос GRUNDFOS","CR150-5-2 A-F-A-V-HBQV 3x400/690 50 HZ",{"v":15507,"d":"15,507"},"F4"]
[96501909,"Насос GRUNDFOS","CR15-06 A-A-A-E-HQQE 3x400D 50 HZ",{"v":2261,"d":"2,261"},"F4"]
[96501999,"Насос GRUNDFOS","CR15-06 A-A-A-V-HQQV 3x400D 50 HZ",{"v":2287,"d":"2,287"},"F4"]
[95922381,"Насос GRUNDFOS","CR150-6 A-F-A-E-HBQE 3x400/690 50 HZ",{"v":18608,"d":"18,608"},"F4"]
[96501897,"Насос GRUNDFOS","CR15-06 A-F-A-E-HQQE 3x400D 50 HZ",{"v":2300,"d":"2,300"},"F4"]
[95922397,"Насос GRUNDFOS","CR150-6 A-F-A-V-HBQV 3x400/690 50 HZ",{"v":18608,"d":"18,608"},"F4"]
[96501987,"Насос GRUNDFOS","CR15-06 A-F-A-V-HQQV 3x400D 50 HZ",{"v":2325,"d":"2,325"},"F4"]
[96501910,"Насос GRUNDFOS","CR15-07 A-A-A-E-HQQE 3x400D 50 HZ",{"v":2352,"d":"2,352"},"F4"]
[96502000,"Насос GRUNDFOS","CR15-07 A-A-A-V-HQQV 3x400D 50 HZ",{"v":2378,"d":"2,378"},"F4"]
[96501898,"Насос GRUNDFOS","CR15-07 A-F-A-E-HQQE 3x400D 50 HZ",{"v":2391,"d":"2,391"},"F4"]
[96501988,"Насос GRUNDFOS","CR15-07 A-F-A-V-HQQV 3x400D 50 HZ",{"v":2416,"d":"2,416"},"F4"]
[96501899,"Насос GRUNDFOS","CR15-08 A-F-A-E-HQQE 3x400/690 50 HZ",{"v":2782,"d":"2,782"},"F4"]
[96501989,"Насос GRUNDFOS","CR15-08 A-F-A-V-HQQV 3x400/690 50 HZ",{"v":2807,"d":"2,807"},"F4"]
[96501900,"Насос GRUNDFOS","CR15-09 A-F-A-E-HQQE 3x400/690 50 HZ",{"v":2874,"d":"2,874"},"F4"]
[96501990,"Насос GRUNDFOS","CR15-09 A-F-A-V-HQQV 3x400/690 50 HZ",{"v":2901,"d":"2,901"},"F4"]
[96501901,"Насос GRUNDFOS","CR15-10 A-F-A-E-HQQE 3x400/690 50 HZ",{"v":3377,"d":"3,377"},"F4"]
[96501991,"Насос GRUNDFOS","CR15-10 A-F-A-V-HQQV 3x400/690 50 HZ",{"v":3403,"d":"3,403"},"F4"]
[96501902,"Насос GRUNDFOS","CR15-12 A-F-A-E-HQQE 3x400/690 50 HZ",{"v":3559,"d":"3,559"},"F4"]
[96501992,"Насос GRUNDFOS","CR15-12 A-F-A-V-HQQV 3x400/690 50 HZ",{"v":3586,"d":"3,586"},"F4"]
[96501903,"Насос GRUNDFOS","CR15-14 A-F-A-E-HQQE 3x400/690 50 HZ",{"v":3744,"d":"3,744"},"F4"]
[96501993,"Насос GRUNDFOS","CR15-14 A-F-A-V-HQQV 3x400/690 50 HZ",{"v":3769,"d":"3,769"},"F4"]
[96501904,"Насос GRUNDFOS","CR15-17 A-F-A-E-HQQE 3x400/690 50 HZ",{"v":4788,"d":"4,788"},"F4"]
[96501994,"Насос GRUNDFOS","CR15-17 A-F-A-V-HQQV 3x400/690 50 HZ",{"v":4813,"d":"4,813"},"F4"]
[96516174,"Насос GRUNDFOS","CR1-6 A-A-A-E-HQQE 3x230/400 50HZ",684,"F4"]
[96516201,"Насос GRUNDFOS","CR1-6 A-A-A-V-HQQV 3x230/400 50HZ",707,"F4"]
[96516243,"Насос GRUNDFOS","CR1-6 A-FGJ-A-E-HQQE 3x230/400 50HZ",722,"F4"]
[96516264,"Насос GRUNDFOS","CR1-6 A-FGJ-A-V-HQQV 3x230/400 50HZ",745,"F4"]
[96516176,"Насос GRUNDFOS","CR1-7 A-A-A-E-HQQE 3x230/400 50HZ",707,"F4"]
[96516202,"Насос GRUNDFOS","CR1-7 A-A-A-V-HQQV 3x230/400 50HZ",730,"F4"]
[96516244,"Насос GRUNDFOS","CR1-7 A-FGJ-A-E-HQQE 3x230/400 50HZ",745,"F4"]
[96516265,"Насос GRUNDFOS","CR1-7 A-FGJ-A-V-HQQV 3x230/400 50HZ",769,"F4"]
[96516177,"Насос GRUNDFOS","CR1-8 A-A-A-E-HQQE 3x230/400 50HZ",724,"F4"]
[96516203,"Насос GRUNDFOS","CR1-8 A-A-A-V-HQQV 3x230/400 50HZ",747,"F4"]
[96516245,"Насос GRUNDFOS","CR1-8 A-FGJ-A-E-HQQE 3x230/400 50HZ",764,"F4"]
[96516266,"Насос GRUNDFOS","CR1-8 A-FGJ-A-V-HQQV 3x230/400 50HZ",786,"F4"]
[96516178,"Насос GRUNDFOS","CR1-9 A-A-A-E-HQQE 3x230/400 50HZ",739,"F4"]
[96516205,"Насос GRUNDFOS","CR1-9 A-A-A-V-HQQV 3x230/400 50HZ",763,"F4"]
[96478872,"Насос GRUNDFOS","CR1-9 A-FGJ-A-E-HQQE 3x230/400 50HZ",778,"F4"]
[96516267,"Насос GRUNDFOS","CR1-9 A-FGJ-A-V-HQQV 3x230/400 50HZ",801,"F4"]
[96515560,"Насос GRUNDFOS","CR1S-10 A-A-A-E-HQQE 3x230/400 50HZ",781,"F4"]
[96515658,"Насос GRUNDFOS","CR1S-10 A-FGJ-A-E-HQQE 3x230/400 50HZ",819,"F4"]
[96515561,"Насос GRUNDFOS","CR1S-11 A-A-A-E-HQQE 3x230/400 50HZ",803,"F4"]
[96515660,"Насос GRUNDFOS","CR1S-11 A-FGJ-A-E-HQQE 3x230/400 50HZ",842,"F4"]
[96515562,"Насос GRUNDFOS","CR1S-12 A-A-A-E-HQQE 3x230/400 50HZ",826,"F4"]
[96515661,"Насос GRUNDFOS","CR1S-12 A-FGJ-A-E-HQQE 3x230/400 50HZ",865,"F4"]
[96515563,"Насос GRUNDFOS","CR1S-13 A-A-A-E-HQQE 3x230/400 50HZ",849,"F4"]
[96515663,"Насос GRUNDFOS","CR1S-13 A-FGJ-A-E-HQQE 3x230/400 50HZ",888,"F4"]
[96515564,"Насос GRUNDFOS","CR1S-15 A-A-A-E-HQQE 3x230/400 50HZ",885,"F4"]
[96515664,"Насос GRUNDFOS","CR1S-15 A-FGJ-A-E-HQQE 3x230/400 50HZ",923,"F4"]
[96515565,"Насос GRUNDFOS","CR1S-17 A-A-A-E-HQQE 3x230/400 50HZ",943,"F4"]
[96515666,"Насос GRUNDFOS","CR1S-17 A-FGJ-A-E-HQQE 3x230/400 50HZ",982,"F4"]
[96515566,"Насос GRUNDFOS","CR1S-19 A-A-A-E-HQQE 3x230/400 50HZ",{"v":1002,"d":"1,002"},"F4"]
[96515668,"Насос GRUNDFOS","CR1S-19 A-FGJ-A-E-HQQE 3x230/400 50HZ",{"v":1040,"d":"1,040"},"F4"]
[96515537,"Насос GRUNDFOS","CR1S-2 A-A-A-E-HQQE 3x230/400 50HZ",598,"F4"]
[96515647,"Насос GRUNDFOS","CR1S-2 A-FGJ-A-E-HQQE 3x230/400 50HZ",636,"F4"]
[96515567,"Насос GRUNDFOS","CR1S-21 A-A-A-E-HQQE 3x230/400 50HZ",{"v":1103,"d":"1,103"},"F4"]
[96515670,"Насос GRUNDFOS","CR1S-21 A-FGJ-A-E-HQQE 3x230/400 50HZ",{"v":1142,"d":"1,142"},"F4"]
[96515568,"Насос GRUNDFOS","CR1S-23 A-A-A-E-HQQE 3x230/400 50HZ",{"v":1162,"d":"1,162"},"F4"]
[96515671,"Насос GRUNDFOS","CR1S-23 A-FGJ-A-E-HQQE 3x230/400 50HZ",{"v":1200,"d":"1,200"},"F4"]
[96515569,"Насос GRUNDFOS","CR1S-25 A-A-A-E-HQQE 3x230/400 50HZ",{"v":1220,"d":"1,220"},"F4"]
[96515672,"Насос GRUNDFOS","CR1S-25 A-FGJ-A-E-HQQE 3x230/400 50HZ",{"v":1258,"d":"1,258"},"F4"]
[96515570,"Насос GRUNDFOS","CR1S-27 A-A-A-E-HQQE 3x230/400 50HZ",{"v":1292,"d":"1,292"},"F4"]
[96515673,"Насос GRUNDFOS","CR1S-27 A-FGJ-A-E-HQQE 3x230/400 50HZ",{"v":1330,"d":"1,330"},"F4"]
[96515549,"Насос GRUNDFOS","CR1S-3 A-A-A-E-HQQE 3x230/400 50HZ",620,"F4"]
[96515649,"Насос GRUNDFOS","CR1S-3 A-FGJ-A-E-HQQE 3x230/400 50HZ",659,"F4"]
[96515675,"Насос GRUNDFOS","CR1S-30 A-FGJ-A-E-HQQE 3x230/400 50HZ",{"v":1423,"d":"1,423"},"F4"]
[96515676,"Насос GRUNDFOS","CR1S-33 A-FGJ-A-E-HQQE 3x230/400 50HZ",{"v":1510,"d":"1,510"},"F4"]
[96515677,"Насос GRUNDFOS","CR1S-36 A-FGJ-A-E-HQQE 3x230/400 50HZ",{"v":1597,"d":"1,597"},"F4"]
[96515551,"Насос GRUNDFOS","CR1S-4 A-A-A-E-HQQE 3x230/400 50HZ",643,"F4"]
[96515650,"Насос GRUNDFOS","CR1S-4 A-FGJ-A-E-HQQE 3x230/400 50HZ",682,"F4"]
[96515552,"Насос GRUNDFOS","CR1S-5 A-A-A-E-HQQE 3x230/400 50HZ",666,"F4"]
[96515652,"Насос GRUNDFOS","CR1S-5 A-FGJ-A-E-HQQE 3x230/400 50HZ",705,"F4"]
[96515553,"Насос GRUNDFOS","CR1S-6 A-A-A-E-HQQE 3x230/400 50HZ",689,"F4"]
[96515654,"Насос GRUNDFOS","CR1S-6 A-FGJ-A-E-HQQE 3x230/400 50HZ",727,"F4"]
[96515555,"Насос GRUNDFOS","CR1S-7 A-A-A-E-HQQE 3x230/400 50HZ",712,"F4"]
[96515655,"Насос GRUNDFOS","CR1S-7 A-FGJ-A-E-HQQE 3x230/400 50HZ",750,"F4"]
[96515557,"Насос GRUNDFOS","CR1S-8 A-A-A-E-HQQE 3x230/400 50HZ",735,"F4"]
[96515656,"Насос GRUNDFOS","CR1S-8 A-FGJ-A-E-HQQE 3x230/400 50HZ",774,"F4"]
[96515558,"Насос GRUNDFOS","CR1S-9 A-A-A-E-HQQE 3x230/400 50HZ",758,"F4"]
[96515657,"Насос GRUNDFOS","CR1S-9 A-FGJ-A-E-HQQE 3x230/400 50HZ",796,"F4"]
[96500338,"Насос GRUNDFOS","CR20-01 A-A-A-E-HQQE 3x230/400 50 HZ",{"v":1055,"d":"1,055"},"F4"]
[96500429,"Насос GRUNDFOS","CR20-01 A-A-A-V-HQQV 3x230/400 50 HZ",{"v":1082,"d":"1,082"},"F4"]
[96500326,"Насос GRUNDFOS","CR20-01 A-F-A-E-HQQE 3x230/400 50 HZ",{"v":1094,"d":"1,094"},"F4"]
[96500417,"Насос GRUNDFOS","CR20-01 A-F-A-V-HQQV 3x230/400 50 HZ",{"v":1119,"d":"1,119"},"F4"]
[96500519,"Насос GRUNDFOS","CR20-02 A-A-A-E-HQQE 3x400D 50 HZ",{"v":1340,"d":"1,340"},"F4"]
[96500602,"Насос GRUNDFOS","CR20-02 A-A-A-V-HQQV 3x400D 50 HZ",{"v":1366,"d":"1,366"},"F4"]
[96500508,"Насос GRUNDFOS","CR20-02 A-F-A-E-HQQE 3x400D 50 HZ",{"v":1378,"d":"1,378"},"F4"]
[96500591,"Насос GRUNDFOS","CR20-02 A-F-A-V-HQQV 3x400D 50 HZ",{"v":1404,"d":"1,404"},"F4"]
[96500520,"Насос GRUNDFOS","CR20-03 A-A-A-E-HQQE 3x400D 50 HZ",{"v":1904,"d":"1,904"},"F4"]
[96500603,"Насос GRUNDFOS","CR20-03 A-A-A-V-HQQV 3x400D 50 HZ",{"v":1930,"d":"1,930"},"F4"]
[96500509,"Насос GRUNDFOS","CR20-03 A-F-A-E-HQQE 3x400D 50 HZ",{"v":1942,"d":"1,942"},"F4"]
[96500592,"Насос GRUNDFOS","CR20-03 A-F-A-V-HQQV 3x400D 50 HZ",{"v":1967,"d":"1,967"},"F4"]
[96500521,"Насос GRUNDFOS","CR20-04 A-A-A-E-HQQE 3x400D 50 HZ",{"v":2257,"d":"2,257"},"F4"]
[96500604,"Насос GRUNDFOS","CR20-04 A-A-A-V-HQQV 3x400D 50 HZ",{"v":2284,"d":"2,284"},"F4"]
[96500510,"Насос GRUNDFOS","CR20-04 A-F-A-E-HQQE 3x400D 50 HZ",{"v":2296,"d":"2,296"},"F4"]
[96500593,"Насос GRUNDFOS","CR20-04 A-F-A-V-HQQV 3x400D 50 HZ",{"v":2321,"d":"2,321"},"F4"]
[96500522,"Насос GRUNDFOS","CR20-05 A-A-A-E-HQQE 3x400D 50 HZ",{"v":2364,"d":"2,364"},"F4"]
[96500605,"Насос GRUNDFOS","CR20-05 A-A-A-V-HQQV 3x400D 50 HZ",{"v":2390,"d":"2,390"},"F4"]
[96500511,"Насос GRUNDFOS","CR20-05 A-F-A-E-HQQE 3x400D 50 HZ",{"v":2402,"d":"2,402"},"F4"]
[96500594,"Насос GRUNDFOS","CR20-05 A-F-A-V-HQQV 3x400D 50 HZ",{"v":2428,"d":"2,428"},"F4"]
[96500523,"Насос GRUNDFOS","CR20-06 A-A-A-E-HQQE 3x400/690 50 HZ",{"v":2742,"d":"2,742"},"F4"]
[96500606,"Насос GRUNDFOS","CR20-06 A-A-A-V-HQQV 3x400/690 50 HZ",{"v":2768,"d":"2,768"},"F4"]
[96500512,"Насос GRUNDFOS","CR20-06 A-F-A-E-HQQE 3x400/690 50 HZ",{"v":2781,"d":"2,781"},"F4"]
[96500595,"Насос GRUNDFOS","CR20-06 A-F-A-V-HQQV 3x400/690 50 HZ",{"v":2806,"d":"2,806"},"F4"]
[96500524,"Насос GRUNDFOS","CR20-07 A-A-A-E-HQQE 3x400/690 50 HZ",{"v":2851,"d":"2,851"},"F4"]
[96500607,"Насос GRUNDFOS","CR20-07 A-A-A-V-HQQV 3x400/690 50 HZ",{"v":2876,"d":"2,876"},"F4"]
[96500513,"Насос GRUNDFOS","CR20-07 A-F-A-E-HQQE 3x400/690 50 HZ",{"v":2889,"d":"2,889"},"F4"]
[96500596,"Насос GRUNDFOS","CR20-07 A-F-A-V-HQQV 3x400/690 50 HZ",{"v":2915,"d":"2,915"},"F4"]
[96500514,"Насос GRUNDFOS","CR20-08 A-F-A-E-HQQE 3x400/690 50 HZ",{"v":3547,"d":"3,547"},"F4"]
[96500597,"Насос GRUNDFOS","CR20-08 A-F-A-V-HQQV 3x400/690 50 HZ",{"v":3572,"d":"3,572"},"F4"]
[96500515,"Насос GRUNDFOS","CR20-10 A-F-A-E-HQQE 3x400/690 50 HZ",{"v":3762,"d":"3,762"},"F4"]
[96500598,"Насос GRUNDFOS","CR20-10 A-F-A-V-HQQV 3x400/690 50 HZ",{"v":3789,"d":"3,789"},"F4"]
[96500516,"Насос GRUNDFOS","CR20-12 A-F-A-E-HQQE 3x400/690 50 HZ",{"v":4596,"d":"4,596"},"F4"]
[96500599,"Насос GRUNDFOS","CR20-12 A-F-A-V-HQQV 3x400/690 50 HZ",{"v":4622,"d":"4,622"},"F4"]
[96500517,"Насос GRUNDFOS","CR20-14 A-F-A-E-HQQE 3x400/690 50 HZ",{"v":4811,"d":"4,811"},"F4"]
[96500600,"Насос GRUNDFOS","CR20-14 A-F-A-V-HQQV 3x400/690 50 HZ",{"v":4837,"d":"4,837"},"F4"]
[96500518,"Насос GRUNDFOS","CR20-17 A-F-A-E-HQQE 3x400/690 50 HZ",{"v":5736,"d":"5,736"},"F4"]
[96500601,"Насос GRUNDFOS","CR20-17 A-F-A-V-HQQV 3x400/690 50 HZ",{"v":5762,"d":"5,762"},"F4"]
[96516597,"Насос GRUNDFOS","CR3-10 A-A-A-E-HQQE 3x230/400 50HZ",860,"F4"]
[96516614,"Насос GRUNDFOS","CR3-10 A-A-A-V-HQQV 3x230/400 50HZ",883,"F4"]
[96516657,"Насос GRUNDFOS","CR3-10 A-FGJ-A-E-HQQE 3x230/400 50HZ",898,"F4"]
[96516679,"Насос GRUNDFOS","CR3-10 A-FGJ-A-V-HQQV 3x230/400 50HZ",921,"F4"]
[96516598,"Насос GRUNDFOS","CR3-11 A-A-A-E-HQQE 3x230/400 50HZ",910,"F4"]
[96516615,"Насос GRUNDFOS","CR3-11 A-A-A-V-HQQV 3x230/400 50HZ",933,"F4"]
[96516658,"Насос GRUNDFOS","CR3-11 A-FGJ-A-E-HQQE 3x230/400 50HZ",948,"F4"]
[96516680,"Насос GRUNDFOS","CR3-11 A-FGJ-A-V-HQQV 3x230/400 50HZ",972,"F4"]
[96516599,"Насос GRUNDFOS","CR3-12 A-A-A-E-HQQE 3x230/400 50HZ",945,"F4"]
[96516616,"Насос GRUNDFOS","CR3-12 A-A-A-V-HQQV 3x230/400 50HZ",969,"F4"]
[96516659,"Насос GRUNDFOS","CR3-12 A-FGJ-A-E-HQQE 3x230/400 50HZ",984,"F4"]
[96516681,"Насос GRUNDFOS","CR3-12 A-FGJ-A-V-HQQV 3x230/400 50HZ",{"v":1007,"d":"1,007"},"F4"]
[96516600,"Насос GRUNDFOS","CR3-13 A-A-A-E-HQQE 3x230/400 50HZ",981,"F4"]
[96516617,"Насос GRUNDFOS","CR3-13 A-A-A-V-HQQV 3x230/400 50HZ",{"v":1004,"d":"1,004"},"F4"]
[96516660,"Насос GRUNDFOS","CR3-13 A-FGJ-A-E-HQQE 3x230/400 50HZ",{"v":1020,"d":"1,020"},"F4"]
[96516682,"Насос GRUNDFOS","CR3-13 A-FGJ-A-V-HQQV 3x230/400 50HZ",{"v":1042,"d":"1,042"},"F4"]
[96516601,"Насос GRUNDFOS","CR3-15 A-A-A-E-HQQE 3x230/400 50HZ",{"v":1055,"d":"1,055"},"F4"]
[96516618,"Насос GRUNDFOS","CR3-15 A-A-A-V-HQQV 3x230/400 50HZ",{"v":1078,"d":"1,078"},"F4"]
[96516661,"Насос GRUNDFOS","CR3-15 A-FGJ-A-E-HQQE 3x230/400 50HZ",{"v":1094,"d":"1,094"},"F4"]
[96516683,"Насос GRUNDFOS","CR3-15 A-FGJ-A-V-HQQV 3x230/400 50HZ",{"v":1116,"d":"1,116"},"F4"]
[96516602,"Насос GRUNDFOS","CR3-17 A-A-A-E-HQQE 3x230/400 50HZ",{"v":1203,"d":"1,203"},"F4"]
[96516619,"Насос GRUNDFOS","CR3-17 A-A-A-V-HQQV 3x230/400 50HZ",{"v":1225,"d":"1,225"},"F4"]
[96516662,"Насос GRUNDFOS","CR3-17 A-FGJ-A-E-HQQE 3x230/400 50HZ",{"v":1241,"d":"1,241"},"F4"]
[96516684,"Насос GRUNDFOS","CR3-17 A-FGJ-A-V-HQQV 3x230/400 50HZ",{"v":1264,"d":"1,264"},"F4"]
[96516603,"Насос GRUNDFOS","CR3-19 A-A-A-E-HQQE 3x230/400 50HZ",{"v":1277,"d":"1,277"},"F4"]
[96516620,"Насос GRUNDFOS","CR3-19 A-A-A-V-HQQV 3x230/400 50HZ",{"v":1299,"d":"1,299"},"F4"]
[96516663,"Насос GRUNDFOS","CR3-19 A-FGJ-A-E-HQQE 3x230/400 50HZ",{"v":1315,"d":"1,315"},"F4"]
[96516685,"Насос GRUNDFOS","CR3-19 A-FGJ-A-V-HQQV 3x230/400 50HZ",{"v":1338,"d":"1,338"},"F4"]
[96516590,"Насос GRUNDFOS","CR3-2 A-A-A-E-HQQE 3x230/400 50HZ",588,"F4"]
[96516606,"Насос GRUNDFOS","CR3-2 A-A-A-V-HQQV 3x230/400 50HZ",610,"F4"]
[96516649,"Насос GRUNDFOS","CR3-2 A-FGJ-A-E-HQQE 3x230/400 50HZ",626,"F4"]
[96516672,"Насос GRUNDFOS","CR3-2 A-FGJ-A-V-HQQV 3x230/400 50HZ",648,"F4"]
[96513343,"Насос GRUNDFOS","CR3-21 A-A-A-E-HQQE 3x400D 50HZ",{"v":1309,"d":"1,309"},"F4"]
[96513353,"Насос GRUNDFOS","CR3-21 A-A-A-V-HQQV 3x400D 50HZ",{"v":1332,"d":"1,332"},"F4"]
[96122007,"Насос GRUNDFOS","CR32-1 A-F-A-E-HQQE 3x400D 50 HZ",{"v":1674,"d":"1,674"},"F4"]
[96122035,"Насос GRUNDFOS","CR32-1 A-F-A-V-HQQV 3x400D 50 HZ",{"v":1710,"d":"1,710"},"F4"]
[96513345,"Насос GRUNDFOS","CR3-21 A-FGJ-A-E-HQQE 3x400D 50HZ",{"v":1347,"d":"1,347"},"F4"]
[96513355,"Насос GRUNDFOS","CR3-21 A-FGJ-A-V-HQQV 3x400D 50HZ",{"v":1371,"d":"1,371"},"F4"]
[96122025,"Насос GRUNDFOS","CR32-10 A-F-A-E-HQQE 3x400/690 50 HZ",{"v":6779,"d":"6,779"},"F4"]
[96122053,"Насос GRUNDFOS","CR32-10 A-F-A-V-HQQV 3x400/690 50 HZ",{"v":6816,"d":"6,816"},"F4"]
[96122024,"Насос GRUNDFOS","CR32-10-2 A-F-A-E-HQQE 3x400/690 50 HZ",{"v":6779,"d":"6,779"},"F4"]
[96122052,"Насос GRUNDFOS","CR32-10-2 A-F-A-V-HQQV 3x400/690 50 HZ",{"v":6816,"d":"6,816"},"F4"]
[96121950,"Насос GRUNDFOS","CR32-1-1 A-F-A-E-HQQE 3x230/400 50 HZ",{"v":1567,"d":"1,567"},"F4"]
[96122027,"Насос GRUNDFOS","CR32-11 A-F-A-E-HQQE 3x400/690 50 HZ",{"v":7600,"d":"7,600"},"F4"]
[96121978,"Насос GRUNDFOS","CR32-1-1 A-F-A-V-HQQV 3x230/400 50 HZ",{"v":1604,"d":"1,604"},"F4"]
[96122055,"Насос GRUNDFOS","CR32-11 A-F-A-V-HQQV 3x400/690 50 HZ",{"v":7636,"d":"7,636"},"F4"]
[96122026,"Насос GRUNDFOS","CR32-11-2 A-F-A-E-HQQE 3x400/690 50 HZ",{"v":7600,"d":"7,600"},"F4"]
[96122054,"Насос GRUNDFOS","CR32-11-2 A-F-A-V-HQQV 3x400/690 50 HZ",{"v":7636,"d":"7,636"},"F4"]
[96122029,"Насос GRUNDFOS","CR32-12 A-F-A-E-HQQE 3x400/690 50 HZ",{"v":7852,"d":"7,852"},"F4"]
[96122057,"Насос GRUNDFOS","CR32-12 A-F-A-V-HQQV 3x400/690 50 HZ",{"v":7889,"d":"7,889"},"F4"]
[96122028,"Насос GRUNDFOS","CR32-12-2 A-F-A-E-HQQE 3x400/690 50 HZ",{"v":7852,"d":"7,852"},"F4"]
[96122056,"Насос GRUNDFOS","CR32-12-2 A-F-A-V-HQQV 3x400/690 50 HZ",{"v":7889,"d":"7,889"},"F4"]
[96122031,"Насос GRUNDFOS","CR32-13 A-F-A-E-HQQE 3x400/690 50 HZ",{"v":8846,"d":"8,846"},"F4"]
[96122059,"Насос GRUNDFOS","CR32-13 A-F-A-V-HQQV 3x400/690 50 HZ",{"v":8883,"d":"8,883"},"F4"]
[96122030,"Насос GRUNDFOS","CR32-13-2 A-F-A-E-HQQE 3x400/690 50 HZ",{"v":8846,"d":"8,846"},"F4"]
[96122058,"Насос GRUNDFOS","CR32-13-2 A-F-A-V-HQQV 3x400/690 50 HZ",{"v":8883,"d":"8,883"},"F4"]
[96122033,"Насос GRUNDFOS","CR32-14 A-F-A-E-HQQE 3x400/690 50 HZ",{"v":9087,"d":"9,087"},"F4"]
[96122061,"Насос GRUNDFOS","CR32-14 A-F-A-V-HQQV 3x400/690 50 HZ",{"v":9124,"d":"9,124"},"F4"]
[96122032,"Насос GRUNDFOS","CR32-14-2 A-F-A-E-HQQE 3x400/690 50 HZ",{"v":9087,"d":"9,087"},"F4"]
[96122060,"Насос GRUNDFOS","CR32-14-2 A-F-A-V-HQQV 3x400/690 50 HZ",{"v":9124,"d":"9,124"},"F4"]
[96122009,"Насос GRUNDFOS","CR32-2 A-F-A-E-HQQE 3x400D 50 HZ",{"v":2265,"d":"2,265"},"F4"]
[96122037,"Насос GRUNDFOS","CR32-2 A-F-A-V-HQQV 3x400D 50 HZ",{"v":2302,"d":"2,302"},"F4"]
[96122008,"Насос GRUNDFOS","CR32-2-2 A-F-A-E-HQQE 3x400D 50 HZ",{"v":1934,"d":"1,934"},"F4"]
[96122036,"Насос GRUNDFOS","CR32-2-2 A-F-A-V-HQQV 3x400D 50 HZ",{"v":1971,"d":"1,971"},"F4"]
[96513344,"Насос GRUNDFOS","CR3-23 A-A-A-E-HQQE 3x400D 50HZ",{"v":1383,"d":"1,383"},"F4"]
[96513354,"Насос GRUNDFOS","CR3-23 A-A-A-V-HQQV 3x400D 50HZ",{"v":1406,"d":"1,406"},"F4"]
[96122011,"Насос GRUNDFOS","CR32-3 A-F-A-E-HQQE 3x400D 50 HZ",{"v":2848,"d":"2,848"},"F4"]
[96122039,"Насос GRUNDFOS","CR32-3 A-F-A-V-HQQV 3x400D 50 HZ",{"v":2886,"d":"2,886"},"F4"]
[96513346,"Насос GRUNDFOS","CR3-23 A-FGJ-A-E-HQQE 3x400D 50HZ",{"v":1421,"d":"1,421"},"F4"]
[96513356,"Насос GRUNDFOS","CR3-23 A-FGJ-A-V-HQQV 3x400D 50HZ",{"v":1444,"d":"1,444"},"F4"]
[96122010,"Насос GRUNDFOS","CR32-3-2 A-F-A-E-HQQE 3x400D 50 HZ",{"v":2848,"d":"2,848"},"F4"]
[96122038,"Насос GRUNDFOS","CR32-3-2 A-F-A-V-HQQV 3x400D 50 HZ",{"v":2886,"d":"2,886"},"F4"]
[96122013,"Насос GRUNDFOS","CR32-4 A-F-A-E-HQQE 3x400/690 50 HZ",{"v":3533,"d":"3,533"},"F4"]
[96122041,"Насос GRUNDFOS","CR32-4 A-F-A-V-HQQV 3x400/690 50 HZ",{"v":3570,"d":"3,570"},"F4"]
[96122012,"Насос GRUNDFOS","CR32-4-2 A-F-A-E-HQQE 3x400/690 50 HZ",{"v":3533,"d":"3,533"},"F4"]
[96122040,"Насос GRUNDFOS","CR32-4-2 A-F-A-V-HQQV 3x400/690 50 HZ",{"v":3570,"d":"3,570"},"F4"]
[96122015,"Насос GRUNDFOS","CR32-5 A-F-A-E-HQQE 3x400/690 50 HZ",{"v":4443,"d":"4,443"},"F4"]
[96122043,"Насос GRUNDFOS","CR32-5 A-F-A-V-HQQV 3x400/690 50 HZ",{"v":4479,"d":"4,479"},"F4"]
[96513347,"Насос GRUNDFOS","CR3-25 A-FGJ-A-E-HQQE 3x400D 50HZ",{"v":1490,"d":"1,490"},"F4"]
[96513357,"Насос GRUNDFOS","CR3-25 A-FGJ-A-V-HQQV 3x400D 50HZ",{"v":1513,"d":"1,513"},"F4"]
[96122014,"Насос GRUNDFOS","CR32-5-2 A-F-A-E-HQQE 3x400/690 50 HZ",{"v":4443,"d":"4,443"},"F4"]
[96122042,"Насос GRUNDFOS","CR32-5-2 A-F-A-V-HQQV 3x400/690 50 HZ",{"v":4479,"d":"4,479"},"F4"]
[96122017,"Насос GRUNDFOS","CR32-6 A-F-A-E-HQQE 3x400/690 50 HZ",{"v":4687,"d":"4,687"},"F4"]
[96122045,"Насос GRUNDFOS","CR32-6 A-F-A-V-HQQV 3x400/690 50 HZ",{"v":4725,"d":"4,725"},"F4"]
[96122016,"Насос GRUNDFOS","CR32-6-2 A-F-A-E-HQQE 3x400/690 50 HZ",{"v":4687,"d":"4,687"},"F4"]
[96122044,"Насос GRUNDFOS","CR32-6-2 A-F-A-V-HQQV 3x400/690 50 HZ",{"v":4725,"d":"4,725"},"F4"]
[96122019,"Насос GRUNDFOS","CR32-7 A-F-A-E-HQQE 3x400/690 50 HZ",{"v":5518,"d":"5,518"},"F4"]
[96122047,"Насос GRUNDFOS","CR32-7 A-F-A-V-HQQV 3x400/690 50 HZ",{"v":5555,"d":"5,555"},"F4"]
[96513348,"Насос GRUNDFOS","CR3-27 A-FGJ-A-E-HQQE 3x400D 50HZ",{"v":1560,"d":"1,560"},"F4"]
[96513358,"Насос GRUNDFOS","CR3-27 A-FGJ-A-V-HQQV 3x400D 50HZ",{"v":1584,"d":"1,584"},"F4"]
[96122018,"Насос GRUNDFOS","CR32-7-2 A-F-A-E-HQQE 3x400/690 50 HZ",{"v":5518,"d":"5,518"},"F4"]
[96122046,"Насос GRUNDFOS","CR32-7-2 A-F-A-V-HQQV 3x400/690 50 HZ",{"v":5555,"d":"5,555"},"F4"]
[96122021,"Насос GRUNDFOS","CR32-8 A-F-A-E-HQQE 3x400/690 50 HZ",{"v":5760,"d":"5,760"},"F4"]
[96122049,"Насос GRUNDFOS","CR32-8 A-F-A-V-HQQV 3x400/690 50 HZ",{"v":5797,"d":"5,797"},"F4"]
[96122020,"Насос GRUNDFOS","CR32-8-2 A-F-A-E-HQQE 3x400/690 50 HZ",{"v":5760,"d":"5,760"},"F4"]
[96122048,"Насос GRUNDFOS","CR32-8-2 A-F-A-V-HQQV 3x400/690 50 HZ",{"v":5797,"d":"5,797"},"F4"]
[96122023,"Насос GRUNDFOS","CR32-9 A-F-A-E-HQQE 3x400/690 50 HZ",{"v":6538,"d":"6,538"},"F4"]
[96122051,"Насос GRUNDFOS","CR32-9 A-F-A-V-HQQV 3x400/690 50 HZ",{"v":6574,"d":"6,574"},"F4"]
[96513349,"Насос GRUNDFOS","CR3-29 A-FGJ-A-E-HQQE 3x400D 50HZ",{"v":1635,"d":"1,635"},"F4"]
[96513359,"Насос GRUNDFOS","CR3-29 A-FGJ-A-V-HQQV 3x400D 50HZ",{"v":1657,"d":"1,657"},"F4"]
[96122022,"Насос GRUNDFOS","CR32-9-2 A-F-A-E-HQQE 3x400/690 50 HZ",{"v":6538,"d":"6,538"},"F4"]
[96122050,"Насос GRUNDFOS","CR32-9-2 A-F-A-V-HQQV 3x400/690 50 HZ",{"v":6574,"d":"6,574"},"F4"]
[96516591,"Насос GRUNDFOS","CR3-3 A-A-A-E-HQQE 3x230/400 50HZ",620,"F4"]
[96516607,"Насос GRUNDFOS","CR3-3 A-A-A-V-HQQV 3x230/400 50HZ",643,"F4"]
[96516650,"Насос GRUNDFOS","CR3-3 A-FGJ-A-E-HQQE 3x230/400 50HZ",659,"F4"]
[96516673,"Насос GRUNDFOS","CR3-3 A-FGJ-A-V-HQQV 3x230/400 50HZ",682,"F4"]
[96513350,"Насос GRUNDFOS","CR3-31 A-FGJ-A-E-HQQE 3x400D 50HZ",{"v":1716,"d":"1,716"},"F4"]
[96513360,"Насос GRUNDFOS","CR3-31 A-FGJ-A-V-HQQV 3x400D 50HZ",{"v":1739,"d":"1,739"},"F4"]
[96513351,"Насос GRUNDFOS","CR3-33 A-FGJ-A-E-HQQE 3x400D 50HZ",{"v":1788,"d":"1,788"},"F4"]
[96513361,"Насос GRUNDFOS","CR3-33 A-FGJ-A-V-HQQV 3x400D 50HZ",{"v":1810,"d":"1,810"},"F4"]
[96513352,"Насос GRUNDFOS","CR3-36 A-FGJ-A-E-HQQE 3x400D 50HZ",{"v":1897,"d":"1,897"},"F4"]
[96513362,"Насос GRUNDFOS","CR3-36 A-FGJ-A-V-HQQV 3x400D 50HZ",{"v":1919,"d":"1,919"},"F4"]
[96516592,"Насос GRUNDFOS","CR3-4 A-A-A-E-HQQE 3x230/400 50HZ",657,"F4"]
[96516608,"Насос GRUNDFOS","CR3-4 A-A-A-V-HQQV 3x230/400 50HZ",679,"F4"]
[96516651,"Насос GRUNDFOS","CR3-4 A-FGJ-A-E-HQQE 3x230/400 50HZ",695,"F4"]
[96516674,"Насос GRUNDFOS","CR3-4 A-FGJ-A-V-HQQV 3x230/400 50HZ",718,"F4"]
[96509508,"Насос GRUNDFOS","CR3-5 A-A-A-E-HQQE 3x230/400 50HZ",689,"F4"]
[96516609,"Насос GRUNDFOS","CR3-5 A-A-A-V-HQQV 3x230/400 50HZ",712,"F4"]
[96516652,"Насос GRUNDFOS","CR3-5 A-FGJ-A-E-HQQE 3x230/400 50HZ",727,"F4"]
[96516675,"Насос GRUNDFOS","CR3-5 A-FGJ-A-V-HQQV 3x230/400 50HZ",750,"F4"]
[96516593,"Насос GRUNDFOS","CR3-6 A-A-A-E-HQQE 3x230/400 50HZ",707,"F4"]
[96516610,"Насос GRUNDFOS","CR3-6 A-A-A-V-HQQV 3x230/400 50HZ",730,"F4"]
[96516653,"Насос GRUNDFOS","CR3-6 A-FGJ-A-E-HQQE 3x230/400 50HZ",745,"F4"]
[96497736,"Насос GRUNDFOS","CR3-6 A-FGJ-A-V-HQQV 3x230/400 50HZ",769,"F4"]
[96516594,"Насос GRUNDFOS","CR3-7 A-A-A-E-HQQE 3x230/400 50HZ",742,"F4"]
[96516611,"Насос GRUNDFOS","CR3-7 A-A-A-V-HQQV 3x230/400 50HZ",766,"F4"]
[96516654,"Насос GRUNDFOS","CR3-7 A-FGJ-A-E-HQQE 3x230/400 50HZ",781,"F4"]
[96516676,"Насос GRUNDFOS","CR3-7 A-FGJ-A-V-HQQV 3x230/400 50HZ",804,"F4"]
[96516595,"Насос GRUNDFOS","CR3-8 A-A-A-E-HQQE 3x230/400 50HZ",788,"F4"]
[96516612,"Насос GRUNDFOS","CR3-8 A-A-A-V-HQQV 3x230/400 50HZ",811,"F4"]
[96516655,"Насос GRUNDFOS","CR3-8 A-FGJ-A-E-HQQE 3x230/400 50HZ",826,"F4"]
[96516677,"Насос GRUNDFOS","CR3-8 A-FGJ-A-V-HQQV 3x230/400 50HZ",849,"F4"]
[96516596,"Насос GRUNDFOS","CR3-9 A-A-A-E-HQQE 3x230/400 50HZ",823,"F4"]
[96516613,"Насос GRUNDFOS","CR3-9 A-A-A-V-HQQV 3x230/400 50HZ",846,"F4"]
[96516656,"Насос GRUNDFOS","CR3-9 A-FGJ-A-E-HQQE 3x230/400 50HZ",862,"F4"]
[96516678,"Насос GRUNDFOS","CR3-9 A-FGJ-A-V-HQQV 3x230/400 50HZ",885,"F4"]
[96122797,"Насос GRUNDFOS","CR45-1 A-F-A-E-HQQE 3x400D 50 HZ",{"v":2217,"d":"2,217"},"F4"]
[96122822,"Насос GRUNDFOS","CR45-1 A-F-A-V-HQQV 3x400D 50 HZ",{"v":2253,"d":"2,253"},"F4"]
[96122815,"Насос GRUNDFOS","CR45-10 A-F-A-E-HQQE 3x400/690 50 HZ",{"v":9741,"d":"9,741"},"F4"]
[96122840,"Насос GRUNDFOS","CR45-10 A-F-A-V-HQQV 3x400/690 50 HZ",{"v":9779,"d":"9,779"},"F4"]
[96122814,"Насос GRUNDFOS","CR45-10-2 A-F-A-E-HQQE 3x400/690 50 HZ",{"v":9741,"d":"9,741"},"F4"]
[96122839,"Насос GRUNDFOS","CR45-10-2 A-F-A-V-HQQV 3x400/690 50 HZ",{"v":9779,"d":"9,779"},"F4"]
[96122817,"Насос GRUNDFOS","CR45-11 A-F-A-E-HQQE 3x400/690 50 HZ",{"v":12661,"d":"12,661"},"F4"]
[96122796,"Насос GRUNDFOS","CR45-1-1 A-F-A-E-HQQE 3x400D 50 HZ",{"v":1847,"d":"1,847"},"F4"]
[96122842,"Насос GRUNDFOS","CR45-11 A-F-A-V-HQQV 3x400/690 50 HZ",{"v":12699,"d":"12,699"},"F4"]
[96122821,"Насос GRUNDFOS","CR45-1-1 A-F-A-V-HQQV 3x400D 50 HZ",{"v":1885,"d":"1,885"},"F4"]
[96122816,"Насос GRUNDFOS","CR45-11-2 A-F-A-E-HQQE 3x400/690 50 HZ",{"v":12661,"d":"12,661"},"F4"]
[96122841,"Насос GRUNDFOS","CR45-11-2 A-F-A-V-HQQV 3x400/690 50 HZ",{"v":12699,"d":"12,699"},"F4"]
[96122819,"Насос GRUNDFOS","CR45-12 A-F-A-E-HQQE 3x400/690 50 HZ",{"v":12952,"d":"12,952"},"F4"]
[96122844,"Насос GRUNDFOS","CR45-12 A-F-A-V-HQQV 3x400/690 50 HZ",{"v":12990,"d":"12,990"},"F4"]
[96122818,"Насос GRUNDFOS","CR45-12-2 A-F-A-E-HQQE 3x400/690 50 HZ",{"v":12952,"d":"12,952"},"F4"]
[96122843,"Насос GRUNDFOS","CR45-12-2 A-F-A-V-HQQV 3x400/690 50 HZ",{"v":12990,"d":"12,990"},"F4"]
[96122820,"Насос GRUNDFOS","CR45-13-2 A-F-A-E-HQQE 3x400/690 50 HZ",{"v":13242,"d":"13,242"},"F4"]
[96122845,"Насос GRUNDFOS","CR45-13-2 A-F-A-V-HQQV 3x400/690 50 HZ",{"v":13279,"d":"13,279"},"F4"]
[96122799,"Насос GRUNDFOS","CR45-2 A-F-A-E-HQQE 3x400/690 50 HZ",{"v":3542,"d":"3,542"},"F4"]
[96122824,"Насос GRUNDFOS","CR45-2 A-F-A-V-HQQV 3x400/690 50 HZ",{"v":3577,"d":"3,577"},"F4"]
[96122798,"Насос GRUNDFOS","CR45-2-2 A-F-A-E-HQQE 3x400D 50 HZ",{"v":2803,"d":"2,803"},"F4"]
[96122823,"Насос GRUNDFOS","CR45-2-2 A-F-A-V-HQQV 3x400D 50 HZ",{"v":2839,"d":"2,839"},"F4"]
[96122801,"Насос GRUNDFOS","CR45-3 A-F-A-E-HQQE 3x400/690 50 HZ",{"v":4478,"d":"4,478"},"F4"]
[96122826,"Насос GRUNDFOS","CR45-3 A-F-A-V-HQQV 3x400/690 50 HZ",{"v":4516,"d":"4,516"},"F4"]
[96122800,"Насос GRUNDFOS","CR45-3-2 A-F-A-E-HQQE 3x400/690 50 HZ",{"v":4478,"d":"4,478"},"F4"]
[96122825,"Насос GRUNDFOS","CR45-3-2 A-F-A-V-HQQV 3x400/690 50 HZ",{"v":4516,"d":"4,516"},"F4"]
[96122803,"Насос GRUNDFOS","CR45-4 A-F-A-E-HQQE 3x400/690 50 HZ",{"v":5561,"d":"5,561"},"F4"]
[96122828,"Насос GRUNDFOS","CR45-4 A-F-A-V-HQQV 3x400/690 50 HZ",{"v":5598,"d":"5,598"},"F4"]
[96122802,"Насос GRUNDFOS","CR45-4-2 A-F-A-E-HQQE 3x400/690 50 HZ",{"v":5561,"d":"5,561"},"F4"]
[96122827,"Насос GRUNDFOS","CR45-4-2 A-F-A-V-HQQV 3x400/690 50 HZ",{"v":5598,"d":"5,598"},"F4"]
[96122805,"Насос GRUNDFOS","CR45-5 A-F-A-E-HQQE 3x400/690 50 HZ",{"v":6617,"d":"6,617"},"F4"]
[96122830,"Насос GRUNDFOS","CR45-5 A-F-A-V-HQQV 3x400/690 50 HZ",{"v":6654,"d":"6,654"},"F4"]
[96122804,"Насос GRUNDFOS","CR45-5-2 A-F-A-E-HQQE 3x400/690 50 HZ",{"v":6617,"d":"6,617"},"F4"]
[96122829,"Насос GRUNDFOS","CR45-5-2 A-F-A-V-HQQV 3x400/690 50 HZ",{"v":6654,"d":"6,654"},"F4"]
[96122807,"Насос GRUNDFOS","CR45-6 A-F-A-E-HQQE 3x400/690 50 HZ",{"v":7507,"d":"7,507"},"F4"]
[96122832,"Насос GRUNDFOS","CR45-6 A-F-A-V-HQQV 3x400/690 50 HZ",{"v":7545,"d":"7,545"},"F4"]
[96122806,"Насос GRUNDFOS","CR45-6-2 A-F-A-E-HQQE 3x400/690 50 HZ",{"v":7507,"d":"7,507"},"F4"]
[96122831,"Насос GRUNDFOS","CR45-6-2 A-F-A-V-HQQV 3x400/690 50 HZ",{"v":7545,"d":"7,545"},"F4"]
[96122809,"Насос GRUNDFOS","CR45-7 A-F-A-E-HQQE 3x400/690 50 HZ",{"v":8186,"d":"8,186"},"F4"]
[96122834,"Насос GRUNDFOS","CR45-7 A-F-A-V-HQQV 3x400/690 50 HZ",{"v":8222,"d":"8,222"},"F4"]
[96122808,"Насос GRUNDFOS","CR45-7-2 A-F-A-E-HQQE 3x400/690 50 HZ",{"v":8186,"d":"8,186"},"F4"]
[96122833,"Насос GRUNDFOS","CR45-7-2 A-F-A-V-HQQV 3x400/690 50 HZ",{"v":8222,"d":"8,222"},"F4"]
[96122811,"Насос GRUNDFOS","CR45-8 A-F-A-E-HQQE 3x400/690 50 HZ",{"v":8453,"d":"8,453"},"F4"]
[96122836,"Насос GRUNDFOS","CR45-8 A-F-A-V-HQQV 3x400/690 50 HZ",{"v":8490,"d":"8,490"},"F4"]
[96122810,"Насос GRUNDFOS","CR45-8-2 A-F-A-E-HQQE 3x400/690 50 HZ",{"v":8453,"d":"8,453"},"F4"]
[96122835,"Насос GRUNDFOS","CR45-8-2 A-F-A-V-HQQV 3x400/690 50 HZ",{"v":8490,"d":"8,490"},"F4"]
[96122813,"Насос GRUNDFOS","CR45-9 A-F-A-E-HQQE 3x400/690 50 HZ",{"v":9495,"d":"9,495"},"F4"]
[96122838,"Насос GRUNDFOS","CR45-9 A-F-A-V-HQQV 3x400/690 50 HZ",{"v":9531,"d":"9,531"},"F4"]
[96122812,"Насос GRUNDFOS","CR45-9-2 A-F-A-E-HQQE 3x400/690 50 HZ",{"v":8720,"d":"8,720"},"F4"]
[96122837,"Насос GRUNDFOS","CR45-9-2 A-F-A-V-HQQV 3x400/690 50 HZ",{"v":8757,"d":"8,757"},"F4"]
[96516993,"Насос GRUNDFOS","CR5-10 A-A-A-E-HQQE 3x230/400 50HZ",{"v":1101,"d":"1,101"},"F4"]
[96517011,"Насос GRUNDFOS","CR5-10 A-A-A-V-HQQV 3x230/400 50HZ",{"v":1124,"d":"1,124"},"F4"]
[96517044,"Насос GRUNDFOS","CR5-10 A-FGJ-A-E-HQQE 3x230/400 50HZ",{"v":1139,"d":"1,139"},"F4"]
[96517067,"Насос GRUNDFOS","CR5-10 A-FGJ-A-V-HQQV 3x230/400 50HZ",{"v":1163,"d":"1,163"},"F4"]
[96482164,"Насос GRUNDFOS","CR5-11 A-A-A-E-HQQE 3x400D 50HZ",{"v":1200,"d":"1,200"},"F4"]
[96513412,"Насос GRUNDFOS","CR5-11 A-A-A-V-HQQV 3x400D 50HZ",{"v":1223,"d":"1,223"},"F4"]
[96513382,"Насос GRUNDFOS","CR5-11 A-FGJ-A-E-HQQE 3x400D 50HZ",{"v":1238,"d":"1,238"},"F4"]
[96513440,"Насос GRUNDFOS","CR5-11 A-FGJ-A-V-HQQV 3x400D 50HZ",{"v":1261,"d":"1,261"},"F4"]
[96513363,"Насос GRUNDFOS","CR5-12 A-A-A-E-HQQE 3x400D 50HZ",{"v":1235,"d":"1,235"},"F4"]
[96513413,"Насос GRUNDFOS","CR5-12 A-A-A-V-HQQV 3x400D 50HZ",{"v":1258,"d":"1,258"},"F4"]
[96513383,"Насос GRUNDFOS","CR5-12 A-FGJ-A-E-HQQE 3x400D 50HZ",{"v":1274,"d":"1,274"},"F4"]
[96513441,"Насос GRUNDFOS","CR5-12 A-FGJ-A-V-HQQV 3x400D 50HZ",{"v":1297,"d":"1,297"},"F4"]
[96513364,"Насос GRUNDFOS","CR5-13 A-A-A-E-HQQE 3x400D 50HZ",{"v":1271,"d":"1,271"},"F4"]
[96513414,"Насос GRUNDFOS","CR5-13 A-A-A-V-HQQV 3x400D 50HZ",{"v":1294,"d":"1,294"},"F4"]
[96513384,"Насос GRUNDFOS","CR5-13 A-FGJ-A-E-HQQE 3x400D 50HZ",{"v":1310,"d":"1,310"},"F4"]
[96513442,"Насос GRUNDFOS","CR5-13 A-FGJ-A-V-HQQV 3x400D 50HZ",{"v":1332,"d":"1,332"},"F4"]
[96513365,"Насос GRUNDFOS","CR5-14 A-A-A-E-HQQE 3x400D 50HZ",{"v":1309,"d":"1,309"},"F4"]
[96513415,"Насос GRUNDFOS","CR5-14 A-A-A-V-HQQV 3x400D 50HZ",{"v":1332,"d":"1,332"},"F4"]
[96513385,"Насос GRUNDFOS","CR5-14 A-FGJ-A-E-HQQE 3x400D 50HZ",{"v":1347,"d":"1,347"},"F4"]
[96513443,"Насос GRUNDFOS","CR5-14 A-FGJ-A-V-HQQV 3x400D 50HZ",{"v":1371,"d":"1,371"},"F4"]
[96513367,"Насос GRUNDFOS","CR5-15 A-A-A-E-HQQE 3x400D 50HZ",{"v":1345,"d":"1,345"},"F4"]
[96513416,"Насос GRUNDFOS","CR5-15 A-A-A-V-HQQV 3x400D 50HZ",{"v":1369,"d":"1,369"},"F4"]
[96513386,"Насос GRUNDFOS","CR5-15 A-FGJ-A-E-HQQE 3x400D 50HZ",{"v":1384,"d":"1,384"},"F4"]
[96513444,"Насос GRUNDFOS","CR5-15 A-FGJ-A-V-HQQV 3x400D 50HZ",{"v":1407,"d":"1,407"},"F4"]
[96513368,"Насос GRUNDFOS","CR5-16 A-A-A-E-HQQE 3x400D 50HZ",{"v":1381,"d":"1,381"},"F4"]
[96513417,"Насос GRUNDFOS","CR5-16 A-A-A-V-HQQV 3x400D 50HZ",{"v":1404,"d":"1,404"},"F4"]
[96513387,"Насос GRUNDFOS","CR5-16 A-FGJ-A-E-HQQE 3x400D 50HZ",{"v":1419,"d":"1,419"},"F4"]
[96513445,"Насос GRUNDFOS","CR5-16 A-FGJ-A-V-HQQV 3x400D 50HZ",{"v":1442,"d":"1,442"},"F4"]
[96513369,"Насос GRUNDFOS","CR5-18 A-A-A-E-HQQE 3x400D 50HZ",{"v":1538,"d":"1,538"},"F4"]
[96513418,"Насос GRUNDFOS","CR5-18 A-A-A-V-HQQV 3x400D 50HZ",{"v":1561,"d":"1,561"},"F4"]
[96513388,"Насос GRUNDFOS","CR5-18 A-FGJ-A-E-HQQE 3x400D 50HZ",{"v":1577,"d":"1,577"},"F4"]
[96513446,"Насос GRUNDFOS","CR5-18 A-FGJ-A-V-HQQV 3x400D 50HZ",{"v":1600,"d":"1,600"},"F4"]
[96516975,"Насос GRUNDFOS","CR5-2 A-A-A-E-HQQE 3x230/400 50HZ",684,"F4"]
[96517003,"Насос GRUNDFOS","CR5-2 A-A-A-V-HQQV 3x230/400 50HZ",707,"F4"]
[96517037,"Насос GRUNDFOS","CR5-2 A-FGJ-A-E-HQQE 3x230/400 50HZ",722,"F4"]
[96517059,"Насос GRUNDFOS","CR5-2 A-FGJ-A-V-HQQV 3x230/400 50HZ",745,"F4"]
[96513380,"Насос GRUNDFOS","CR5-20 A-A-A-E-HQQE 3x400D 50HZ",{"v":1610,"d":"1,610"},"F4"]
[96513419,"Насос GRUNDFOS","CR5-20 A-A-A-V-HQQV 3x400D 50HZ",{"v":1632,"d":"1,632"},"F4"]
[96513389,"Насос GRUNDFOS","CR5-20 A-FGJ-A-E-HQQE 3x400D 50HZ",{"v":1648,"d":"1,648"},"F4"]
[96513447,"Насос GRUNDFOS","CR5-20 A-FGJ-A-V-HQQV 3x400D 50HZ",{"v":1671,"d":"1,671"},"F4"]
[96578133,"Насос GRUNDFOS","CR5-22 A-A-A-E-HQQE 3x400D 50HZ",{"v":1693,"d":"1,693"},"F4"]
[96513381,"Насос GRUNDFOS","CR5-22 A-FGJ-A-E-HQQE 3x400D 50HZ",{"v":1693,"d":"1,693"},"F4"]
[96513448,"Насос GRUNDFOS","CR5-22 A-FGJ-A-V-HQQV 3x400D 50HZ",{"v":1716,"d":"1,716"},"F4"]
[96513390,"Насос GRUNDFOS","CR5-24 A-FGJ-A-E-HQQE 3x400D 50HZ",{"v":1764,"d":"1,764"},"F4"]
[96513449,"Насос GRUNDFOS","CR5-24 A-FGJ-A-V-HQQV 3x400D 50HZ",{"v":1788,"d":"1,788"},"F4"]
[96513391,"Насос GRUNDFOS","CR5-26 A-FGJ-A-E-HQQE 3x400D 50HZ",{"v":1838,"d":"1,838"},"F4"]
[96513450,"Насос GRUNDFOS","CR5-26 A-FGJ-A-V-HQQV 3x400D 50HZ",{"v":1861,"d":"1,861"},"F4"]
[96513392,"Насос GRUNDFOS","CR5-29 A-FGJ-A-E-HQQE 3x400D 50HZ",{"v":1945,"d":"1,945"},"F4"]
[96513451,"Насос GRUNDFOS","CR5-29 A-FGJ-A-V-HQQV 3x400D 50HZ",{"v":1967,"d":"1,967"},"F4"]
[96516976,"Насос GRUNDFOS","CR5-3 A-A-A-E-HQQE 3x230/400 50HZ",717,"F4"]
[96517004,"Насос GRUNDFOS","CR5-3 A-A-A-V-HQQV 3x230/400 50HZ",739,"F4"]
[96517038,"Насос GRUNDFOS","CR5-3 A-FGJ-A-E-HQQE 3x230/400 50HZ",755,"F4"]
[96517060,"Насос GRUNDFOS","CR5-3 A-FGJ-A-V-HQQV 3x230/400 50HZ",779,"F4"]
[96513393,"Насос GRUNDFOS","CR5-32 A-FGJ-A-E-HQQE 3x400D 50HZ",{"v":2212,"d":"2,212"},"F4"]
[96513452,"Насос GRUNDFOS","CR5-32 A-FGJ-A-V-HQQV 3x400D 50HZ",{"v":2235,"d":"2,235"},"F4"]
[96513394,"Насос GRUNDFOS","CR5-36 A-FGJ-A-E-HQQE 3x400D 50HZ",{"v":2354,"d":"2,354"},"F4"]
[96513453,"Насос GRUNDFOS","CR5-36 A-FGJ-A-V-HQQV 3x400D 50HZ",{"v":2378,"d":"2,378"},"F4"]
[96516977,"Насос GRUNDFOS","CR5-4 A-A-A-E-HQQE 3x230/400 50HZ",773,"F4"]
[96517005,"Насос GRUNDFOS","CR5-4 A-A-A-V-HQQV 3x230/400 50HZ",796,"F4"]
[96517039,"Насос GRUNDFOS","CR5-4 A-FGJ-A-E-HQQE 3x230/400 50HZ",811,"F4"]
[96517061,"Насос GRUNDFOS","CR5-4 A-FGJ-A-V-HQQV 3x230/400 50HZ",834,"F4"]
[96516978,"Насос GRUNDFOS","CR5-5 A-A-A-E-HQQE 3x230/400 50HZ",831,"F4"]
[96517006,"Насос GRUNDFOS","CR5-5 A-A-A-V-HQQV 3x230/400 50HZ",854,"F4"]
[96517040,"Насос GRUNDFOS","CR5-5 A-FGJ-A-E-HQQE 3x230/400 50HZ",870,"F4"]
[96517062,"Насос GRUNDFOS","CR5-5 A-FGJ-A-V-HQQV 3x230/400 50HZ",893,"F4"]
[96516979,"Насос GRUNDFOS","CR5-6 A-A-A-E-HQQE 3x230/400 50HZ",860,"F4"]
[96517007,"Насос GRUNDFOS","CR5-6 A-A-A-V-HQQV 3x230/400 50HZ",883,"F4"]
[96517041,"Насос GRUNDFOS","CR5-6 A-FGJ-A-E-HQQE 3x230/400 50HZ",898,"F4"]
[96517063,"Насос GRUNDFOS","CR5-6 A-FGJ-A-V-HQQV 3x230/400 50HZ",921,"F4"]
[96516990,"Насос GRUNDFOS","CR5-7 A-A-A-E-HQQE 3x230/400 50HZ",895,"F4"]
[96517008,"Насос GRUNDFOS","CR5-7 A-A-A-V-HQQV 3x230/400 50HZ",918,"F4"]
[96517042,"Насос GRUNDFOS","CR5-7 A-FGJ-A-E-HQQE 3x230/400 50HZ",933,"F4"]
[96517064,"Насос GRUNDFOS","CR5-7 A-FGJ-A-V-HQQV 3x230/400 50HZ",956,"F4"]
[96516991,"Насос GRUNDFOS","CR5-8 A-A-A-E-HQQE 3x230/400 50HZ",928,"F4"]
[96517009,"Насос GRUNDFOS","CR5-8 A-A-A-V-HQQV 3x230/400 50HZ",950,"F4"]
[96511750,"Насос GRUNDFOS","CR5-8 A-FGJ-A-E-HQQE 3x230/400 50HZ",967,"F4"]
[96517065,"Насос GRUNDFOS","CR5-8 A-FGJ-A-V-HQQV 3x230/400 50HZ",990,"F4"]
[96516992,"Насос GRUNDFOS","CR5-9 A-A-A-E-HQQE 3x230/400 50HZ",{"v":1066,"d":"1,066"},"F4"]
[96517010,"Насос GRUNDFOS","CR5-9 A-A-A-V-HQQV 3x230/400 50HZ",{"v":1088,"d":"1,088"},"F4"]
[96517043,"Насос GRUNDFOS","CR5-9 A-FGJ-A-E-HQQE 3x230/400 50HZ",{"v":1104,"d":"1,104"},"F4"]
[96517066,"Насос GRUNDFOS","CR5-9 A-FGJ-A-V-HQQV 3x230/400 50HZ",{"v":1127,"d":"1,127"},"F4"]
[96123527,"Насос GRUNDFOS","CR64-1 A-F-A-E-HQQE 3x400D 50 HZ",{"v":2751,"d":"2,751"},"F4"]
[96123549,"Насос GRUNDFOS","CR64-1 A-F-A-V-HQQV 3x400D 50 HZ",{"v":2788,"d":"2,788"},"F4"]
[96123526,"Насос GRUNDFOS","CR64-1-1 A-F-A-E-HQQE 3x400D 50 HZ",{"v":2191,"d":"2,191"},"F4"]
[96123548,"Насос GRUNDFOS","CR64-1-1 A-F-A-V-HQQV 3x400D 50 HZ",{"v":2228,"d":"2,228"},"F4"]
[96123530,"Насос GRUNDFOS","CR64-2 A-F-A-E-HQQE 3x400/690 50 HZ",{"v":4030,"d":"4,030"},"F4"]
[96123552,"Насос GRUNDFOS","CR64-2 A-F-A-V-HQQV 3x400/690 50 HZ",{"v":4067,"d":"4,067"},"F4"]
[96123529,"Насос GRUNDFOS","CR64-2-1 A-F-A-E-HQQE 3x400/690 50 HZ",{"v":4030,"d":"4,030"},"F4"]
[96123551,"Насос GRUNDFOS","CR64-2-1 A-F-A-V-HQQV 3x400/690 50 HZ",{"v":4067,"d":"4,067"},"F4"]
[96123528,"Насос GRUNDFOS","CR64-2-2 A-F-A-E-HQQE 3x400/690 50 HZ",{"v":3465,"d":"3,465"},"F4"]
[96123550,"Насос GRUNDFOS","CR64-2-2 A-F-A-V-HQQV 3x400/690 50 HZ",{"v":3502,"d":"3,502"},"F4"]
[96123533,"Насос GRUNDFOS","CR64-3 A-F-A-E-HQQE 3x400/690 50 HZ",{"v":6163,"d":"6,163"},"F4"]
[96123555,"Насос GRUNDFOS","CR64-3 A-F-A-V-HQQV 3x400/690 50 HZ",{"v":6200,"d":"6,200"},"F4"]
[96123532,"Насос GRUNDFOS","CR64-3-1 A-F-A-E-HQQE 3x400/690 50 HZ",{"v":5363,"d":"5,363"},"F4"]
[96123554,"Насос GRUNDFOS","CR64-3-1 A-F-A-V-HQQV 3x400/690 50 HZ",{"v":5399,"d":"5,399"},"F4"]
[96123531,"Насос GRUNDFOS","CR64-3-2 A-F-A-E-HQQE 3x400/690 50 HZ",{"v":5363,"d":"5,363"},"F4"]
[96123553,"Насос GRUNDFOS","CR64-3-2 A-F-A-V-HQQV 3x400/690 50 HZ",{"v":5399,"d":"5,399"},"F4"]
[96123536,"Насос GRUNDFOS","CR64-4 A-F-A-E-HQQE 3x400/690 50 HZ",{"v":7167,"d":"7,167"},"F4"]
[96123558,"Насос GRUNDFOS","CR64-4 A-F-A-V-HQQV 3x400/690 50 HZ",{"v":7203,"d":"7,203"},"F4"]
[96123535,"Насос GRUNDFOS","CR64-4-1 A-F-A-E-HQQE 3x400/690 50 HZ",{"v":7167,"d":"7,167"},"F4"]
[96123557,"Насос GRUNDFOS","CR64-4-1 A-F-A-V-HQQV 3x400/690 50 HZ",{"v":7203,"d":"7,203"},"F4"]
[96123534,"Насос GRUNDFOS","CR64-4-2 A-F-A-E-HQQE 3x400/690 50 HZ",{"v":6456,"d":"6,456"},"F4"]
[96123556,"Насос GRUNDFOS","CR64-4-2 A-F-A-V-HQQV 3x400/690 50 HZ",{"v":6492,"d":"6,492"},"F4"]
[96123539,"Насос GRUNDFOS","CR64-5 A-F-A-E-HQQE 3x400/690 50 HZ",{"v":7646,"d":"7,646"},"F4"]
[96123561,"Насос GRUNDFOS","CR64-5 A-F-A-V-HQQV 3x400/690 50 HZ",{"v":7682,"d":"7,682"},"F4"]
[96123538,"Насос GRUNDFOS","CR64-5-1 A-F-A-E-HQQE 3x400/690 50 HZ",{"v":7646,"d":"7,646"},"F4"]
[96123560,"Насос GRUNDFOS","CR64-5-1 A-F-A-V-HQQV 3x400/690 50 HZ",{"v":7682,"d":"7,682"},"F4"]
[96123537,"Насос GRUNDFOS","CR64-5-2 A-F-A-E-HQQE 3x400/690 50 HZ",{"v":7646,"d":"7,646"},"F4"]
[96123559,"Насос GRUNDFOS","CR64-5-2 A-F-A-V-HQQV 3x400/690 50 HZ",{"v":7682,"d":"7,682"},"F4"]
[96123542,"Насос GRUNDFOS","CR64-6 A-F-A-E-HQQE 3x400/690 50 HZ",{"v":9350,"d":"9,350"},"F4"]
[96123564,"Насос GRUNDFOS","CR64-6 A-F-A-V-HQQV 3x400/690 50 HZ",{"v":9387,"d":"9,387"},"F4"]
[96123541,"Насос GRUNDFOS","CR64-6-1 A-F-A-E-HQQE 3x400/690 50 HZ",{"v":9350,"d":"9,350"},"F4"]
[96123563,"Насос GRUNDFOS","CR64-6-1 A-F-A-V-HQQV 3x400/690 50 HZ",{"v":9387,"d":"9,387"},"F4"]
[96123540,"Насос GRUNDFOS","CR64-6-2 A-F-A-E-HQQE 3x400/690 50 HZ",{"v":7937,"d":"7,937"},"F4"]
[96123562,"Насос GRUNDFOS","CR64-6-2 A-F-A-V-HQQV 3x400/690 50 HZ",{"v":7973,"d":"7,973"},"F4"]
[96123545,"Насос GRUNDFOS","CR64-7 A-F-A-E-HQQE 3x400/690 50 HZ",{"v":12722,"d":"12,722"},"F4"]
[96123567,"Насос GRUNDFOS","CR64-7 A-F-A-V-HQQV 3x400/690 50 HZ",{"v":12759,"d":"12,759"},"F4"]
[96123544,"Насос GRUNDFOS","CR64-7-1 A-F-A-E-HQQE 3x400/690 50 HZ",{"v":9640,"d":"9,640"},"F4"]
[96123566,"Насос GRUNDFOS","CR64-7-1 A-F-A-V-HQQV 3x400/690 50 HZ",{"v":9677,"d":"9,677"},"F4"]
[96123543,"Насос GRUNDFOS","CR64-7-2 A-F-A-E-HQQE 3x400/690 50 HZ",{"v":9640,"d":"9,640"},"F4"]
[96123565,"Насос GRUNDFOS","CR64-7-2 A-F-A-V-HQQV 3x400/690 50 HZ",{"v":9677,"d":"9,677"},"F4"]
[96123547,"Насос GRUNDFOS","CR64-8-1 A-F-A-E-HQQE 3x400/690 50 HZ",{"v":13011,"d":"13,011"},"F4"]
[96123569,"Насос GRUNDFOS","CR64-8-1 A-F-A-V-HQQV 3x400/690 50 HZ",{"v":13047,"d":"13,047"},"F4"]
[96123546,"Насос GRUNDFOS","CR64-8-2 A-F-A-E-HQQE 3x400/690 50 HZ",{"v":13011,"d":"13,011"},"F4"]
[96123568,"Насос GRUNDFOS","CR64-8-2 A-F-A-V-HQQV 3x400/690 50 HZ",{"v":13047,"d":"13,047"},"F4"]
[96124075,"Насос GRUNDFOS","CR90-1 A-F-A-E-HQQE 3x400/690 50 HZ",{"v":3348,"d":"3,348"},"F4"]
[96124087,"Насос GRUNDFOS","CR90-1 A-F-A-V-HQQV 3x400/690 50 HZ",{"v":3385,"d":"3,385"},"F4"]
[96124074,"Насос GRUNDFOS","CR90-1-1 A-F-A-E-HQQE 3x400D 50 HZ",{"v":2683,"d":"2,683"},"F4"]
[96124086,"Насос GRUNDFOS","CR90-1-1 A-F-A-V-HQQV 3x400D 50 HZ",{"v":2720,"d":"2,720"},"F4"]
[96124077,"Насос GRUNDFOS","CR90-2 A-F-A-E-HQQE 3x400/690 50 HZ",{"v":5462,"d":"5,462"},"F4"]
[96124089,"Насос GRUNDFOS","CR90-2 A-F-A-V-HQQV 3x400/690 50 HZ",{"v":5499,"d":"5,499"},"F4"]
[96124076,"Насос GRUNDFOS","CR90-2-2 A-F-A-E-HQQE 3x400/690 50 HZ",{"v":4369,"d":"4,369"},"F4"]
[96124088,"Насос GRUNDFOS","CR90-2-2 A-F-A-V-HQQV 3x400/690 50 HZ",{"v":4406,"d":"4,406"},"F4"]
[96124079,"Насос GRUNDFOS","CR90-3 A-F-A-E-HQQE 3x400/690 50 HZ",{"v":7167,"d":"7,167"},"F4"]
[96124091,"Насос GRUNDFOS","CR90-3 A-F-A-V-HQQV 3x400/690 50 HZ",{"v":7203,"d":"7,203"},"F4"]
[96124078,"Насос GRUNDFOS","CR90-3-2 A-F-A-E-HQQE 3x400/690 50 HZ",{"v":6456,"d":"6,456"},"F4"]
[96124090,"Насос GRUNDFOS","CR90-3-2 A-F-A-V-HQQV 3x400/690 50 HZ",{"v":6492,"d":"6,492"},"F4"]
[96124081,"Насос GRUNDFOS","CR90-4 A-F-A-E-HQQE 3x400/690 50 HZ",{"v":7646,"d":"7,646"},"F4"]
[96124093,"Насос GRUNDFOS","CR90-4 A-F-A-V-HQQV 3x400/690 50 HZ",{"v":7682,"d":"7,682"},"F4"]
[96124080,"Насос GRUNDFOS","CR90-4-2 A-F-A-E-HQQE 3x400/690 50 HZ",{"v":7646,"d":"7,646"},"F4"]
[96124092,"Насос GRUNDFOS","CR90-4-2 A-F-A-V-HQQV 3x400/690 50 HZ",{"v":7682,"d":"7,682"},"F4"]
[96124083,"Насос GRUNDFOS","CR90-5 A-F-A-E-HQQE 3x400/690 50 HZ",{"v":9350,"d":"9,350"},"F4"]
[96124095,"Насос GRUNDFOS","CR90-5 A-F-A-V-HQQV 3x400/690 50 HZ",{"v":9387,"d":"9,387"},"F4"]
[96124082,"Насос GRUNDFOS","CR90-5-2 A-F-A-E-HQQE 3x400/690 50 HZ",{"v":9350,"d":"9,350"},"F4"]
[96124094,"Насос GRUNDFOS","CR90-5-2 A-F-A-V-HQQV 3x400/690 50 HZ",{"v":9387,"d":"9,387"},"F4"]
[96124085,"Насос GRUNDFOS","CR90-6 A-F-A-E-HQQE 3x400/690 50 HZ",{"v":11887,"d":"11,887"},"F4"]
[96124097,"Насос GRUNDFOS","CR90-6 A-F-A-V-HQQV 3x400/690 50 HZ",{"v":11924,"d":"11,924"},"F4"]
[96124084,"Насос GRUNDFOS","CR90-6-2 A-F-A-E-HQQE 3x400/690 50 HZ",{"v":11887,"d":"11,887"},"F4"]
[96124096,"Насос GRUNDFOS","CR90-6-2 A-F-A-V-HQQV 3x400/690 50 HZ",{"v":11924,"d":"11,924"},"F4"]
[98390236,"Насос GRUNDFOS","CRE10-01 A-A-A-E-HQQE 1x200-240 60 HZ",{"v":1489,"d":"1,489"},"F5"]
[98390238,"Насос GRUNDFOS","CRE10-01 A-FJ-A-E-HQQE 1x200-240 60 HZ",{"v":1528,"d":"1,528"},"F5"]
[98390268,"Насос GRUNDFOS","CRE10-01 AN-A-A-E-HQQE 1x200-240 60 HZ",{"v":1650,"d":"1,650"},"F5"]
[98390270,"Насос GRUNDFOS","CRE10-01 AN-FJ-A-E-HQQE 1x200-240 60 HZ",{"v":1689,"d":"1,689"},"F5"]
[98390261,"Насос GRUNDFOS","CRE10-02 A-A-A-E-HQQE 3x380-500 60 HZ",{"v":2017,"d":"2,017"},"F5"]
[98390265,"Насос GRUNDFOS","CRE10-02 A-FJ-A-E-HQQE 3x380-500 60 HZ",{"v":2056,"d":"2,056"},"F5"]
[98390273,"Насос GRUNDFOS","CRE10-02 AN-A-A-E-HQQE 3x380-500 60 HZ",{"v":2178,"d":"2,178"},"F5"]
[98390276,"Насос GRUNDFOS","CRE10-02 AN-FJ-A-E-HQQE 3x380-500 60 HZ",{"v":2217,"d":"2,217"},"F5"]
[98390262,"Насос GRUNDFOS","CRE10-03 A-A-A-E-HQQE 3x380-500 60 HZ",{"v":2613,"d":"2,613"},"F5"]
[98390267,"Насос GRUNDFOS","CRE10-03 A-FJ-A-E-HQQE 3x380-500 60 HZ",{"v":2653,"d":"2,653"},"F5"]
[98390274,"Насос GRUNDFOS","CRE10-03 AN-A-A-E-HQQE 3x380-500 60 HZ",{"v":2775,"d":"2,775"},"F5"]
[98390277,"Насос GRUNDFOS","CRE10-03 AN-FJ-A-E-HQQE 3x380-500 60 HZ",{"v":2814,"d":"2,814"},"F5"]
[96514373,"Насос GRUNDFOS","CRE10-05 A-A-A-E-HQQE 3x400 60 HZ",{"v":3010,"d":"3,010"},"F5"]
[96514379,"Насос GRUNDFOS","CRE10-05 A-FJ-A-E-HQQE 3x400 60 HZ",{"v":3050,"d":"3,050"},"F5"]
[96514435,"Насос GRUNDFOS","CRE10-05 AN-A-A-E-HQQE 3x400 60 HZ",{"v":3172,"d":"3,172"},"F5"]
[96514441,"Насос GRUNDFOS","CRE10-05 AN-FJ-A-E-HQQE 3x400 60 HZ",{"v":3211,"d":"3,211"},"F5"]
[96514374,"Насос GRUNDFOS","CRE10-06 A-A-A-E-HQQE 3x400 60 HZ",{"v":3658,"d":"3,658"},"F5"]
[96514380,"Насос GRUNDFOS","CRE10-06 A-FJ-A-E-HQQE 3x400 60 HZ",{"v":3697,"d":"3,697"},"F5"]
[96514436,"Насос GRUNDFOS","CRE10-06 AN-A-A-E-HQQE 3x400 60 HZ",{"v":3819,"d":"3,819"},"F5"]
[96514442,"Насос GRUNDFOS","CRE10-06 AN-FJ-A-E-HQQE 3x400 60 HZ",{"v":3859,"d":"3,859"},"F5"]
[96514375,"Насос GRUNDFOS","CRE10-09 A-A-A-E-HQQE 3x400 60 HZ",{"v":4473,"d":"4,473"},"F5"]
[96514381,"Насос GRUNDFOS","CRE10-09 A-FJ-A-E-HQQE 3x400 60 HZ",{"v":4513,"d":"4,513"},"F5"]
[96514437,"Насос GRUNDFOS","CRE10-09 AN-A-A-E-HQQE 3x400 60 HZ",{"v":4635,"d":"4,635"},"F5"]
[96514443,"Насос GRUNDFOS","CRE10-09 AN-FJ-A-E-HQQE 3x400 60 HZ",{"v":4674,"d":"4,674"},"F5"]
[96514382,"Насос GRUNDFOS","CRE10-12 A-FJ-A-E-HQQE 3x400 60 HZ",{"v":5551,"d":"5,551"},"F5"]
[96514444,"Насос GRUNDFOS","CRE10-12 AN-FJ-A-E-HQQE 3x400 60 HZ",{"v":5712,"d":"5,712"},"F5"]
[96514383,"Насос GRUNDFOS","CRE10-17 A-FJ-A-E-HQQE 3x400 60 HZ",{"v":7198,"d":"7,198"},"F5"]
[96514445,"Насос GRUNDFOS","CRE10-17 AN-FJ-A-E-HQQE 3x400 60 HZ",{"v":7358,"d":"7,358"},"F5"]
[98389289,"Насос GRUNDFOS","CRE1-13 A-A-A-E-HQQE 1x200-240 60HZ",{"v":1843,"d":"1,843"},"F5"]
[98389294,"Насос GRUNDFOS","CRE1-13 A-FGJ-A-E-HQQE 1x200-240 60HZ",{"v":1880,"d":"1,880"},"F5"]
[98389313,"Насос GRUNDFOS","CRE1-13 AN-A-A-E-HQQE 1x200-240 60HZ",{"v":2005,"d":"2,005"},"F5"]
[98389318,"Насос GRUNDFOS","CRE1-13 AN-FGJ-A-E-HQQE 1x200-240 60HZ",{"v":2041,"d":"2,041"},"F5"]
[98389302,"Насос GRUNDFOS","CRE1-17 A-A-A-E-HQQE 3x380-500 60HZ",{"v":2485,"d":"2,485"},"F5"]
[98389308,"Насос GRUNDFOS","CRE1-17 A-FGJ-A-E-HQQE 3x380-500 60HZ",{"v":2522,"d":"2,522"},"F5"]
[98389334,"Насос GRUNDFOS","CRE1-17 AN-A-A-E-HQQE 3x380-500 60HZ",{"v":2646,"d":"2,646"},"F5"]
[98389340,"Насос GRUNDFOS","CRE1-17 AN-FGJ-A-E-HQQE 3x380-500 60HZ",{"v":2682,"d":"2,682"},"F5"]
[96856376,"Насос GRUNDFOS","CRE120-1 A-F-A-E-HQQE 3x400 60 HZ",{"v":10755,"d":"10,755"},"F5"]
[96856377,"Насос GRUNDFOS","CRE120-1 AN-F-A-E-HQQE 3x400 60 HZ",{"v":10922,"d":"10,922"},"F5"]
[98389309,"Насос GRUNDFOS","CRE1-25 A-FGJ-A-E-HQQE 3x380-500 60HZ",{"v":3042,"d":"3,042"},"F5"]
[98389342,"Насос GRUNDFOS","CRE1-25 AN-FGJ-A-E-HQQE 3x380-500 60HZ",{"v":3203,"d":"3,203"},"F5"]
[96553824,"Насос GRUNDFOS","CRE1-27 A-FGJ-A-E-HQQE 3x400 60HZ",{"v":3590,"d":"3,590"},"F5"]
[96553814,"Насос GRUNDFOS","CRE1-27 AN-FGJ-A-E-HQQE 3x400 60HZ",{"v":3750,"d":"3,750"},"F5"]
[98389277,"Насос GRUNDFOS","CRE1-4 A-A-A-E-HQQE 1x200-240 60HZ",{"v":1328,"d":"1,328"},"F5"]
[98389291,"Насос GRUNDFOS","CRE1-4 A-FGJ-A-E-HQQE 1x200-240 60HZ",{"v":1365,"d":"1,365"},"F5"]
[98389310,"Насос GRUNDFOS","CRE1-4 AN-A-A-E-HQQE 1x200-240 60HZ",{"v":1489,"d":"1,489"},"F5"]
[98389315,"Насос GRUNDFOS","CRE1-4 AN-FGJ-A-E-HQQE 1x200-240 60HZ",{"v":1526,"d":"1,526"},"F5"]
[98390713,"Насос GRUNDFOS","CRE15-01 A-A-A-E-HQQE 3x380-500 60 HZ",{"v":2116,"d":"2,116"},"F5"]
[98390714,"Насос GRUNDFOS","CRE15-01 A-F-A-E-HQQE 3x380-500 60 HZ",{"v":2155,"d":"2,155"},"F5"]
[96856478,"Насос GRUNDFOS","CRE150-1 A-F-A-E-HQQE 3x400 60 HZ",{"v":12240,"d":"12,240"},"F5"]
[98390719,"Насос GRUNDFOS","CRE15-01 AN-A-A-E-HQQE 3x380-500 60 HZ",{"v":2278,"d":"2,278"},"F5"]
[98390720,"Насос GRUNDFOS","CRE15-01 AN-F-A-E-HQQE 3x380-500 60 HZ",{"v":2317,"d":"2,317"},"F5"]
[96856480,"Насос GRUNDFOS","CRE150-1 AN-F-A-E-HQQE 3x400 60 HZ",{"v":12408,"d":"12,408"},"F5"]
[96856477,"Насос GRUNDFOS","CRE150-1-1 A-F-A-E-HQQE 3x400 60 HZ",{"v":10755,"d":"10,755"},"F5"]
[96856479,"Насос GRUNDFOS","CRE150-1-1 AN-F-A-E-HQQE 3x400 60 HZ",{"v":10922,"d":"10,922"},"F5"]
[96514496,"Насос GRUNDFOS","CRE15-02 A-A-A-E-HQQE 3x400 60 HZ",{"v":2978,"d":"2,978"},"F5"]
[96514501,"Насос GRUNDFOS","CRE15-02 A-F-A-E-HQQE 3x400 60 HZ",{"v":3018,"d":"3,018"},"F5"]
[96514565,"Насос GRUNDFOS","CRE15-02 AN-A-A-E-HQQE 3x400 60 HZ",{"v":3141,"d":"3,141"},"F5"]
[96514570,"Насос GRUNDFOS","CRE15-02 AN-F-A-E-HQQE 3x400 60 HZ",{"v":3181,"d":"3,181"},"F5"]
[96514497,"Насос GRUNDFOS","CRE15-03 A-A-A-E-HQQE 3x400 60 HZ",{"v":3621,"d":"3,621"},"F5"]
[96514502,"Насос GRUNDFOS","CRE15-03 A-F-A-E-HQQE 3x400 60 HZ",{"v":3661,"d":"3,661"},"F5"]
[96514566,"Насос GRUNDFOS","CRE15-03 AN-A-A-E-HQQE 3x400 60 HZ",{"v":3784,"d":"3,784"},"F5"]
[96514571,"Насос GRUNDFOS","CRE15-03 AN-F-A-E-HQQE 3x400 60 HZ",{"v":3823,"d":"3,823"},"F5"]
[96514498,"Насос GRUNDFOS","CRE15-04 A-A-A-E-HQQE 3x400 60 HZ",{"v":4366,"d":"4,366"},"F5"]
[96514503,"Насос GRUNDFOS","CRE15-04 A-F-A-E-HQQE 3x400 60 HZ",{"v":4405,"d":"4,405"},"F5"]
[96514567,"Насос GRUNDFOS","CRE15-04 AN-A-A-E-HQQE 3x400 60 HZ",{"v":4528,"d":"4,528"},"F5"]
[96514572,"Насос GRUNDFOS","CRE15-04 AN-F-A-E-HQQE 3x400 60 HZ",{"v":4567,"d":"4,567"},"F5"]
[96514499,"Насос GRUNDFOS","CRE15-05 A-A-A-E-HQQE 3x400 60 HZ",{"v":5232,"d":"5,232"},"F5"]
[96514504,"Насос GRUNDFOS","CRE15-05 A-F-A-E-HQQE 3x400 60 HZ",{"v":5271,"d":"5,271"},"F5"]
[96514568,"Насос GRUNDFOS","CRE15-05 AN-A-A-E-HQQE 3x400 60 HZ",{"v":5394,"d":"5,394"},"F5"]
[96514573,"Насос GRUNDFOS","CRE15-05 AN-F-A-E-HQQE 3x400 60 HZ",{"v":5434,"d":"5,434"},"F5"]
[96514505,"Насос GRUNDFOS","CRE15-08 A-F-A-E-HQQE 3x400 60 HZ",{"v":6849,"d":"6,849"},"F5"]
[96514574,"Насос GRUNDFOS","CRE15-08 AN-F-A-E-HQQE 3x400 60 HZ",{"v":7011,"d":"7,011"},"F5"]
[96514506,"Насос GRUNDFOS","CRE15-10 A-F-A-E-HQQE 3x400 60 HZ",{"v":8406,"d":"8,406"},"F5"]
[96514575,"Насос GRUNDFOS","CRE15-10 AN-F-A-E-HQQE 3x400 60 HZ",{"v":8569,"d":"8,569"},"F5"]
[96514507,"Насос GRUNDFOS","CRE15-12 A-F-A-E-HQQE 3x400 60 HZ",{"v":10148,"d":"10,148"},"F5"]
[96514576,"Насос GRUNDFOS","CRE15-12 AN-F-A-E-HQQE 3x400 60 HZ",{"v":10311,"d":"10,311"},"F5"]
[98389279,"Насос GRUNDFOS","CRE1-6 A-A-A-E-HQQE 1x200-240 60HZ",{"v":1427,"d":"1,427"},"F5"]
[98389292,"Насос GRUNDFOS","CRE1-6 A-FGJ-A-E-HQQE 1x200-240 60HZ",{"v":1463,"d":"1,463"},"F5"]
[98389311,"Насос GRUNDFOS","CRE1-6 AN-A-A-E-HQQE 1x200-240 60HZ",{"v":1588,"d":"1,588"},"F5"]
[98389316,"Насос GRUNDFOS","CRE1-6 AN-FGJ-A-E-HQQE 1x200-240 60HZ",{"v":1625,"d":"1,625"},"F5"]
[98389280,"Насос GRUNDFOS","CRE1-9 A-A-A-E-HQQE 1x200-240 60HZ",{"v":1574,"d":"1,574"},"F5"]
[98389293,"Насос GRUNDFOS","CRE1-9 A-FGJ-A-E-HQQE 1x200-240 60HZ",{"v":1610,"d":"1,610"},"F5"]
[98389312,"Насос GRUNDFOS","CRE1-9 AN-A-A-E-HQQE 1x200-240 60HZ",{"v":1735,"d":"1,735"},"F5"]
[98389317,"Насос GRUNDFOS","CRE1-9 AN-FGJ-A-E-HQQE 1x200-240 60HZ",{"v":1772,"d":"1,772"},"F5"]
[98390765,"Насос GRUNDFOS","CRE20-01 A-A-A-E-HQQE 3x380-500 60 HZ",{"v":2588,"d":"2,588"},"F5"]
[98390766,"Насос GRUNDFOS","CRE20-01 A-F-A-E-HQQE 3x380-500 60 HZ",{"v":2627,"d":"2,627"},"F5"]
[98390768,"Насос GRUNDFOS","CRE20-01 AN-A-A-E-HQQE 3x380-500 60 HZ",{"v":2751,"d":"2,751"},"F5"]
[98390769,"Насос GRUNDFOS","CRE20-01 AN-F-A-E-HQQE 3x380-500 60 HZ",{"v":2790,"d":"2,790"},"F5"]
[96514634,"Насос GRUNDFOS","CRE20-02 A-A-A-E-HQQE 3x400 60 HZ",{"v":3621,"d":"3,621"},"F5"]
[96514638,"Насос GRUNDFOS","CRE20-02 A-F-A-E-HQQE 3x400 60 HZ",{"v":3661,"d":"3,661"},"F5"]
[96514695,"Насос GRUNDFOS","CRE20-02 AN-A-A-E-HQQE 3x400 60 HZ",{"v":3784,"d":"3,784"},"F5"]
[96514699,"Насос GRUNDFOS","CRE20-02 AN-F-A-E-HQQE 3x400 60 HZ",{"v":3823,"d":"3,823"},"F5"]
[96514635,"Насос GRUNDFOS","CRE20-03 A-A-A-E-HQQE 3x400 60 HZ",{"v":4366,"d":"4,366"},"F5"]
[96514639,"Насос GRUNDFOS","CRE20-03 A-F-A-E-HQQE 3x400 60 HZ",{"v":4405,"d":"4,405"},"F5"]
[96514696,"Насос GRUNDFOS","CRE20-03 AN-A-A-E-HQQE 3x400 60 HZ",{"v":4528,"d":"4,528"},"F5"]
[96514700,"Насос GRUNDFOS","CRE20-03 AN-F-A-E-HQQE 3x400 60 HZ",{"v":4567,"d":"4,567"},"F5"]
[96514636,"Насос GRUNDFOS","CRE20-04 A-A-A-E-HQQE 3x400 60 HZ",{"v":5232,"d":"5,232"},"F5"]
[96514640,"Насос GRUNDFOS","CRE20-04 A-F-A-E-HQQE 3x400 60 HZ",{"v":5271,"d":"5,271"},"F5"]
[96514697,"Насос GRUNDFOS","CRE20-04 AN-A-A-E-HQQE 3x400 60 HZ",{"v":5394,"d":"5,394"},"F5"]
[96514701,"Насос GRUNDFOS","CRE20-04 AN-F-A-E-HQQE 3x400 60 HZ",{"v":5434,"d":"5,434"},"F5"]
[96514641,"Насос GRUNDFOS","CRE20-06 A-F-A-E-HQQE 3x400 60 HZ",{"v":6849,"d":"6,849"},"F5"]
[96514702,"Насос GRUNDFOS","CRE20-06 AN-F-A-E-HQQE 3x400 60 HZ",{"v":7011,"d":"7,011"},"F5"]
[96514642,"Насос GRUNDFOS","CRE20-08 A-F-A-E-HQQE 3x400 60 HZ",{"v":8406,"d":"8,406"},"F5"]
[96514703,"Насос GRUNDFOS","CRE20-08 AN-F-A-E-HQQE 3x400 60 HZ",{"v":8569,"d":"8,569"},"F5"]
[96514643,"Насос GRUNDFOS","CRE20-10 A-F-A-E-HQQE 3x400 60 HZ",{"v":10148,"d":"10,148"},"F5"]
[96514704,"Насос GRUNDFOS","CRE20-10 AN-F-A-E-HQQE 3x400 60 HZ",{"v":10311,"d":"10,311"},"F5"]
[98389698,"Насос GRUNDFOS","CRE3-11 A-A-A-E-HQQE 3x380-500 60HZ",{"v":2238,"d":"2,238"},"F5"]
[98389704,"Насос GRUNDFOS","CRE3-11 A-FGJ-A-E-HQQE 3x380-500 60HZ",{"v":2274,"d":"2,274"},"F5"]
[98389719,"Насос GRUNDFOS","CRE3-11 AN-A-A-E-HQQE 3x380-500 60HZ",{"v":2399,"d":"2,399"},"F5"]
[98389725,"Насос GRUNDFOS","CRE3-11 AN-FGJ-A-E-HQQE 3x380-500 60HZ",{"v":2435,"d":"2,435"},"F5"]
[98389699,"Насос GRUNDFOS","CRE3-17 A-FGJ-A-E-HQQE 3x380-500 60HZ",{"v":2813,"d":"2,813"},"F5"]
[98389720,"Насос GRUNDFOS","CRE3-17 AN-FGJ-A-E-HQQE 3x380-500 60HZ",{"v":2974,"d":"2,974"},"F5"]
[98389684,"Насос GRUNDFOS","CRE3-2 A-A-A-E-HQQE 1x200-240 60HZ",{"v":1271,"d":"1,271"},"F5"]
[98389689,"Насос GRUNDFOS","CRE3-2 A-FGJ-A-E-HQQE 1x200-240 60HZ",{"v":1308,"d":"1,308"},"F5"]
[98389705,"Насос GRUNDFOS","CRE3-2 AN-A-A-E-HQQE 1x200-240 60HZ",{"v":1432,"d":"1,432"},"F5"]
[98389710,"Насос GRUNDFOS","CRE3-2 AN-FGJ-A-E-HQQE 1x200-240 60HZ",{"v":1469,"d":"1,469"},"F5"]
[96122659,"Насос GRUNDFOS","CRE32-1 A-F-A-E-HQQE 3x400 60 HZ",{"v":3453,"d":"3,453"},"F5"]
[96122667,"Насос GRUNDFOS","CRE32-1 AN-F-A-E-HQQE 3x400 60 HZ",{"v":3619,"d":"3,619"},"F5"]
[98390932,"Насос GRUNDFOS","CRE32-1-1 A-F-A-E-HQQE 3x380-500 60 HZ",{"v":3055,"d":"3,055"},"F5"]
[98390933,"Насос GRUNDFOS","CRE32-1-1 AN-F-A-E-HQQE 3x380-500 60 HZ",{"v":3223,"d":"3,223"},"F5"]
[96122661,"Насос GRUNDFOS","CRE32-2 A-F-A-E-HQQE 3x400 60 HZ",{"v":6206,"d":"6,206"},"F5"]
[96122669,"Насос GRUNDFOS","CRE32-2 AN-F-A-E-HQQE 3x400 60 HZ",{"v":6374,"d":"6,374"},"F5"]
[96122660,"Насос GRUNDFOS","CRE32-2-1 A-F-A-E-HQQE 3x400 60 HZ",{"v":5078,"d":"5,078"},"F5"]
[96122668,"Насос GRUNDFOS","CRE32-2-1 AN-F-A-E-HQQE 3x400 60 HZ",{"v":5245,"d":"5,245"},"F5"]
[96553880,"Насос GRUNDFOS","CRE3-23 A-FGJ-A-E-HQQE 3x400 60HZ",{"v":3238,"d":"3,238"},"F5"]
[96553862,"Насос GRUNDFOS","CRE3-23 AN-FGJ-A-E-HQQE 3x400 60HZ",{"v":3400,"d":"3,400"},"F5"]
[96122662,"Насос GRUNDFOS","CRE32-4-2 A-F-A-E-HQQE 3x400 60 HZ",{"v":8232,"d":"8,232"},"F5"]
[96122670,"Насос GRUNDFOS","CRE32-4-2 AN-F-A-E-HQQE 3x400 60 HZ",{"v":8399,"d":"8,399"},"F5"]
[96553881,"Насос GRUNDFOS","CRE3-25 A-FGJ-A-E-HQQE 3x400 60HZ",{"v":3875,"d":"3,875"},"F5"]
[96553863,"Насос GRUNDFOS","CRE3-25 AN-FGJ-A-E-HQQE 3x400 60HZ",{"v":4035,"d":"4,035"},"F5"]
[96122663,"Насос GRUNDFOS","CRE32-5-2 A-F-A-E-HQQE 3x400 60 HZ",{"v":9929,"d":"9,929"},"F5"]
[96122671,"Насос GRUNDFOS","CRE32-5-2 AN-F-A-E-HQQE 3x400 60 HZ",{"v":10096,"d":"10,096"},"F5"]
[96122664,"Насос GRUNDFOS","CRE32-6 A-F-A-E-HQQE 3x400 60 HZ",{"v":11763,"d":"11,763"},"F5"]
[96122672,"Насос GRUNDFOS","CRE32-6 AN-F-A-E-HQQE 3x400 60 HZ",{"v":11930,"d":"11,930"},"F5"]
[96122665,"Насос GRUNDFOS","CRE32-7 A-F-A-E-HQQE 3x400 60 HZ",{"v":13494,"d":"13,494"},"F5"]
[96122673,"Насос GRUNDFOS","CRE32-7 AN-F-A-E-HQQE 3x400 60 HZ",{"v":13662,"d":"13,662"},"F5"]
[98389685,"Насос GRUNDFOS","CRE3-4 A-A-A-E-HQQE 1x200-240 60HZ",{"v":1364,"d":"1,364"},"F5"]
[98389690,"Насос GRUNDFOS","CRE3-4 A-FGJ-A-E-HQQE 1x200-240 60HZ",{"v":1400,"d":"1,400"},"F5"]
[98389706,"Насос GRUNDFOS","CRE3-4 AN-A-A-E-HQQE 1x200-240 60HZ",{"v":1525,"d":"1,525"},"F5"]
[98389711,"Насос GRUNDFOS","CRE3-4 AN-FGJ-A-E-HQQE 1x200-240 60HZ",{"v":1562,"d":"1,562"},"F5"]
[98389686,"Насос GRUNDFOS","CRE3-5 A-A-A-E-HQQE 1x200-240 60HZ",{"v":1494,"d":"1,494"},"F5"]
[98389691,"Насос GRUNDFOS","CRE3-5 A-FGJ-A-E-HQQE 1x200-240 60HZ",{"v":1531,"d":"1,531"},"F5"]
[98389707,"Насос GRUNDFOS","CRE3-5 AN-A-A-E-HQQE 1x200-240 60HZ",{"v":1655,"d":"1,655"},"F5"]
[98389712,"Насос GRUNDFOS","CRE3-5 AN-FGJ-A-E-HQQE 1x200-240 60HZ",{"v":1692,"d":"1,692"},"F5"]
[98389687,"Насос GRUNDFOS","CRE3-8 A-A-A-E-HQQE 1x200-240 60HZ",{"v":1684,"d":"1,684"},"F5"]
[98389692,"Насос GRUNDFOS","CRE3-8 A-FGJ-A-E-HQQE 1x200-240 60HZ",{"v":1721,"d":"1,721"},"F5"]
[98389708,"Насос GRUNDFOS","CRE3-8 AN-A-A-E-HQQE 1x200-240 60HZ",{"v":1845,"d":"1,845"},"F5"]
[98389713,"Насос GRUNDFOS","CRE3-8 AN-FGJ-A-E-HQQE 1x200-240 60HZ",{"v":1882,"d":"1,882"},"F5"]
[96123403,"Насос GRUNDFOS","CRE45-1 A-F-A-E-HQQE 3x400 60 HZ",{"v":6094,"d":"6,094"},"F5"]
[96123411,"Насос GRUNDFOS","CRE45-1 AN-F-A-E-HQQE 3x400 60 HZ",{"v":6261,"d":"6,261"},"F5"]
[96123402,"Насос GRUNDFOS","CRE45-1-1 A-F-A-E-HQQE 3x400 60 HZ",{"v":4978,"d":"4,978"},"F5"]
[96123410,"Насос GRUNDFOS","CRE45-1-1 AN-F-A-E-HQQE 3x400 60 HZ",{"v":5146,"d":"5,146"},"F5"]
[96123405,"Насос GRUNDFOS","CRE45-2 A-F-A-E-HQQE 3x400 60 HZ",{"v":9720,"d":"9,720"},"F5"]
[96123413,"Насос GRUNDFOS","CRE45-2 AN-F-A-E-HQQE 3x400 60 HZ",{"v":9887,"d":"9,887"},"F5"]
[96581142,"Насос GRUNDFOS","CRE45-2-1 A-F-A-E-HQQE 3x400 60 HZ",{"v":8013,"d":"8,013"},"F5"]
[96605245,"Насос GRUNDFOS","CRE45-2-1 AN-F-A-E-HQQE 3x400 60 HZ",{"v":8180,"d":"8,180"},"F5"]
[96123404,"Насос GRUNDFOS","CRE45-2-2 A-F-A-E-HQQE 3x400 60 HZ",{"v":8013,"d":"8,013"},"F5"]
[96123412,"Насос GRUNDFOS","CRE45-2-2 AN-F-A-E-HQQE 3x400 60 HZ",{"v":8180,"d":"8,180"},"F5"]
[96123406,"Насос GRUNDFOS","CRE45-3 A-F-A-E-HQQE 3x400 60 HZ",{"v":11592,"d":"11,592"},"F5"]
[96123414,"Насос GRUNDFOS","CRE45-3 AN-F-A-E-HQQE 3x400 60 HZ",{"v":11760,"d":"11,760"},"F5"]
[96123407,"Насос GRUNDFOS","CRE45-4-2 A-F-A-E-HQQE 3x400 60 HZ",{"v":13136,"d":"13,136"},"F5"]
[96123415,"Насос GRUNDFOS","CRE45-4-2 AN-F-A-E-HQQE 3x400 60 HZ",{"v":13303,"d":"13,303"},"F5"]
[96553916,"Насос GRUNDFOS","CRE5-12 A-FGJ-A-E-HQQE 3x400 60HZ",{"v":3014,"d":"3,014"},"F5"]
[96553907,"Насос GRUNDFOS","CRE5-12 AN-FGJ-A-E-HQQE 3x400 60HZ",{"v":3175,"d":"3,175"},"F5"]
[96553917,"Насос GRUNDFOS","CRE5-16 A-FGJ-A-E-HQQE 3x400 60HZ",{"v":3592,"d":"3,592"},"F5"]
[96553908,"Насос GRUNDFOS","CRE5-16 AN-FGJ-A-E-HQQE 3x400 60HZ",{"v":3753,"d":"3,753"},"F5"]
[98390008,"Насос GRUNDFOS","CRE5-2 A-A-A-E-HQQE 1x200-240 60HZ",{"v":1342,"d":"1,342"},"F5"]
[98390021,"Насос GRUNDFOS","CRE5-2 A-FGJ-A-E-HQQE 1x200-240 60HZ",{"v":1379,"d":"1,379"},"F5"]
[98390032,"Насос GRUNDFOS","CRE5-2 AN-A-A-E-HQQE 1x200-240 60HZ",{"v":1503,"d":"1,503"},"F5"]
[98390036,"Насос GRUNDFOS","CRE5-2 AN-FGJ-A-E-HQQE 1x200-240 60HZ",{"v":1540,"d":"1,540"},"F5"]
[96553918,"Насос GRUNDFOS","CRE5-22 A-FGJ-A-E-HQQE 3x400 60HZ",{"v":4346,"d":"4,346"},"F5"]
[96553909,"Насос GRUNDFOS","CRE5-22 AN-FGJ-A-E-HQQE 3x400 60HZ",{"v":4507,"d":"4,507"},"F5"]
[96553919,"Насос GRUNDFOS","CRE5-24 A-FGJ-A-E-HQQE 3x400 60HZ",{"v":5165,"d":"5,165"},"F5"]
[96553912,"Насос GRUNDFOS","CRE5-24 AN-FGJ-A-E-HQQE 3x400 60HZ",{"v":5326,"d":"5,326"},"F5"]
[98390009,"Насос GRUNDFOS","CRE5-4 A-A-A-E-HQQE 1x200-240 60HZ",{"v":1548,"d":"1,548"},"F5"]
[98390022,"Насос GRUNDFOS","CRE5-4 A-FGJ-A-E-HQQE 1x200-240 60HZ",{"v":1585,"d":"1,585"},"F5"]
[98390033,"Насос GRUNDFOS","CRE5-4 AN-A-A-E-HQQE 1x200-240 60HZ",{"v":1710,"d":"1,710"},"F5"]
[98390037,"Насос GRUNDFOS","CRE5-4 AN-FGJ-A-E-HQQE 1x200-240 60HZ",{"v":1746,"d":"1,746"},"F5"]
[98390026,"Насос GRUNDFOS","CRE5-5 A-A-A-E-HQQE 3x380-500 60HZ",{"v":2076,"d":"2,076"},"F5"]
[98390030,"Насос GRUNDFOS","CRE5-5 A-FGJ-A-E-HQQE 3x380-500 60HZ",{"v":2113,"d":"2,113"},"F5"]
[98390041,"Насос GRUNDFOS","CRE5-5 AN-A-A-E-HQQE 3x380-500 60HZ",{"v":2237,"d":"2,237"},"F5"]
[98390045,"Насос GRUNDFOS","CRE5-5 AN-FGJ-A-E-HQQE 3x380-500 60HZ",{"v":2273,"d":"2,273"},"F5"]
[98390027,"Насос GRUNDFOS","CRE5-9 A-A-A-E-HQQE 3x380-500 60HZ",{"v":2578,"d":"2,578"},"F5"]
[98390031,"Насос GRUNDFOS","CRE5-9 A-FGJ-A-E-HQQE 3x380-500 60HZ",{"v":2614,"d":"2,614"},"F5"]
[98390042,"Насос GRUNDFOS","CRE5-9 AN-A-A-E-HQQE 3x380-500 60HZ",{"v":2739,"d":"2,739"},"F5"]
[98390046,"Насос GRUNDFOS","CRE5-9 AN-FGJ-A-E-HQQE 3x380-500 60HZ",{"v":2776,"d":"2,776"},"F5"]
[96123993,"Насос GRUNDFOS","CRE64-1 A-F-A-E-HQQE 3x400 60 HZ",{"v":7790,"d":"7,790"},"F5"]
[96123998,"Насос GRUNDFOS","CRE64-1 AN-F-A-E-HQQE 3x400 60 HZ",{"v":7958,"d":"7,958"},"F5"]
[96123992,"Насос GRUNDFOS","CRE64-1-1 A-F-A-E-HQQE 3x400 60 HZ",{"v":5981,"d":"5,981"},"F5"]
[96123997,"Насос GRUNDFOS","CRE64-1-1 AN-F-A-E-HQQE 3x400 60 HZ",{"v":6148,"d":"6,148"},"F5"]
[96123995,"Насос GRUNDFOS","CRE64-2-1 A-F-A-E-HQQE 3x400 60 HZ",{"v":11423,"d":"11,423"},"F5"]
[96124000,"Насос GRUNDFOS","CRE64-2-1 AN-F-A-E-HQQE 3x400 60 HZ",{"v":11591,"d":"11,591"},"F5"]
[96123994,"Насос GRUNDFOS","CRE64-2-2 A-F-A-E-HQQE 3x400 60 HZ",{"v":9512,"d":"9,512"},"F5"]
[96123999,"Насос GRUNDFOS","CRE64-2-2 AN-F-A-E-HQQE 3x400 60 HZ",{"v":9678,"d":"9,678"},"F5"]
[96123996,"Насос GRUNDFOS","CRE64-3-2 A-F-A-E-HQQE 3x400 60 HZ",{"v":12775,"d":"12,775"},"F5"]
[96124001,"Насос GRUNDFOS","CRE64-3-2 AN-F-A-E-HQQE 3x400 60 HZ",{"v":12943,"d":"12,943"},"F5"]
[96124363,"Насос GRUNDFOS","CRE90-1 A-F-A-E-HQQE 3x400 60 HZ",{"v":9512,"d":"9,512"},"F5"]
[96124367,"Насос GRUNDFOS","CRE90-1 AN-F-A-E-HQQE 3x400 60 HZ",{"v":9678,"d":"9,678"},"F5"]
[96124362,"Насос GRUNDFOS","CRE90-1-1 A-F-A-E-HQQE 3x400 60 HZ",{"v":7794,"d":"7,794"},"F5"]
[96124366,"Насос GRUNDFOS","CRE90-1-1 AN-F-A-E-HQQE 3x400 60 HZ",{"v":7960,"d":"7,960"},"F5"]
[96124365,"Насос GRUNDFOS","CRE90-2-1 A-F-A-E-HQQE 3x400 60 HZ",{"v":12775,"d":"12,775"},"F5"]
[96124369,"Насос GRUNDFOS","CRE90-2-1 AN-F-A-E-HQQE 3x400 60 HZ",{"v":12943,"d":"12,943"},"F5"]
[96124364,"Насос GRUNDFOS","CRE90-2-2 A-F-A-E-HQQE 3x400 60 HZ",{"v":11089,"d":"11,089"},"F5"]
[96124368,"Насос GRUNDFOS","CRE90-2-2 AN-F-A-E-HQQE 3x400 60 HZ",{"v":11257,"d":"11,257"},"F5"]
[96501072,"Насос GRUNDFOS","CRN10-01 A-CA-G-E-HQQE 3x230/400 50 HZ",{"v":1170,"d":"1,170"},"F4"]
[96501197,"Насос GRUNDFOS","CRN10-01 A-CA-G-V-HQQV 3x230/400 50 HZ",{"v":1197,"d":"1,197"},"F4"]
[96501056,"Насос GRUNDFOS","CRN10-01 A-FGJ-G-E-HQQE 3x230/400 50 HZ",{"v":1246,"d":"1,246"},"F4"]
[96501181,"Насос GRUNDFOS","CRN10-01 A-FGJ-G-V-HQQV 3x230/400 50 HZ",{"v":1275,"d":"1,275"},"F4"]
[96501040,"Насос GRUNDFOS","CRN10-01 A-P-G-E-HQQE 3x230/400 50 HZ",{"v":1170,"d":"1,170"},"F4"]
[96501165,"Насос GRUNDFOS","CRN10-01 A-P-G-V-HQQV 3x230/400 50 HZ",{"v":1197,"d":"1,197"},"F4"]
[96501073,"Насос GRUNDFOS","CRN10-02 A-CA-G-E-HQQE 3x230/400 50 HZ",{"v":1250,"d":"1,250"},"F4"]
[96501198,"Насос GRUNDFOS","CRN10-02 A-CA-G-V-HQQV 3x230/400 50 HZ",{"v":1279,"d":"1,279"},"F4"]
[96501057,"Насос GRUNDFOS","CRN10-02 A-FGJ-G-E-HQQE 3x230/400 50 HZ",{"v":1327,"d":"1,327"},"F4"]
[96501182,"Насос GRUNDFOS","CRN10-02 A-FGJ-G-V-HQQV 3x230/400 50 HZ",{"v":1355,"d":"1,355"},"F4"]
[96501041,"Насос GRUNDFOS","CRN10-02 A-P-G-E-HQQE 3x230/400 50 HZ",{"v":1250,"d":"1,250"},"F4"]
[96501166,"Насос GRUNDFOS","CRN10-02 A-P-G-V-HQQV 3x230/400 50 HZ",{"v":1279,"d":"1,279"},"F4"]
[96501074,"Насос GRUNDFOS","CRN10-03 A-CA-G-E-HQQE 3x230/400 50 HZ",{"v":1429,"d":"1,429"},"F4"]
[96501199,"Насос GRUNDFOS","CRN10-03 A-CA-G-V-HQQV 3x230/400 50 HZ",{"v":1456,"d":"1,456"},"F4"]
[96501058,"Насос GRUNDFOS","CRN10-03 A-FGJ-G-E-HQQE 3x230/400 50 HZ",{"v":1506,"d":"1,506"},"F4"]
[96501183,"Насос GRUNDFOS","CRN10-03 A-FGJ-G-V-HQQV 3x230/400 50 HZ",{"v":1534,"d":"1,534"},"F4"]
[96501042,"Насос GRUNDFOS","CRN10-03 A-P-G-E-HQQE 3x230/400 50 HZ",{"v":1429,"d":"1,429"},"F4"]
[96501167,"Насос GRUNDFOS","CRN10-03 A-P-G-V-HQQV 3x230/400 50 HZ",{"v":1456,"d":"1,456"},"F4"]
[96501075,"Насос GRUNDFOS","CRN10-04 A-CA-G-E-HQQE 3x230/400 50 HZ",{"v":1540,"d":"1,540"},"F4"]
[96501200,"Насос GRUNDFOS","CRN10-04 A-CA-G-V-HQQV 3x230/400 50 HZ",{"v":1569,"d":"1,569"},"F4"]
[96501059,"Насос GRUNDFOS","CRN10-04 A-FGJ-G-E-HQQE 3x230/400 50 HZ",{"v":1618,"d":"1,618"},"F4"]
[96501184,"Насос GRUNDFOS","CRN10-04 A-FGJ-G-V-HQQV 3x230/400 50 HZ",{"v":1646,"d":"1,646"},"F4"]
[96501043,"Насос GRUNDFOS","CRN10-04 A-P-G-E-HQQE 3x230/400 50 HZ",{"v":1540,"d":"1,540"},"F4"]
[96501168,"Насос GRUNDFOS","CRN10-04 A-P-G-V-HQQV 3x230/400 50 HZ",{"v":1569,"d":"1,569"},"F4"]
[96501302,"Насос GRUNDFOS","CRN10-05 A-CA-G-E-HQQE 3x400D 50 HZ",{"v":1683,"d":"1,683"},"F4"]
[96501403,"Насос GRUNDFOS","CRN10-05 A-CA-G-V-HQQV 3x400D 50 HZ",{"v":1711,"d":"1,711"},"F4"]
[96501289,"Насос GRUNDFOS","CRN10-05 A-FGJ-G-E-HQQE 3x400D 50 HZ",{"v":1759,"d":"1,759"},"F4"]
[96501390,"Насос GRUNDFOS","CRN10-05 A-FGJ-G-V-HQQV 3x400D 50 HZ",{"v":1788,"d":"1,788"},"F4"]
[96501276,"Насос GRUNDFOS","CRN10-05 A-P-G-E-HQQE 3x400D 50 HZ",{"v":1683,"d":"1,683"},"F4"]
[96501377,"Насос GRUNDFOS","CRN10-05 A-P-G-V-HQQV 3x400D 50 HZ",{"v":1711,"d":"1,711"},"F4"]
[96501303,"Насос GRUNDFOS","CRN10-06 A-CA-G-E-HQQE 3x400D 50 HZ",{"v":1795,"d":"1,795"},"F4"]
[96501404,"Насос GRUNDFOS","CRN10-06 A-CA-G-V-HQQV 3x400D 50 HZ",{"v":1823,"d":"1,823"},"F4"]
[96501290,"Насос GRUNDFOS","CRN10-06 A-FGJ-G-E-HQQE 3x400D 50 HZ",{"v":1872,"d":"1,872"},"F4"]
[96501391,"Насос GRUNDFOS","CRN10-06 A-FGJ-G-V-HQQV 3x400D 50 HZ",{"v":1900,"d":"1,900"},"F4"]
[96501277,"Насос GRUNDFOS","CRN10-06 A-P-G-E-HQQE 3x400D 50 HZ",{"v":1795,"d":"1,795"},"F4"]
[96501378,"Насос GRUNDFOS","CRN10-06 A-P-G-V-HQQV 3x400D 50 HZ",{"v":1823,"d":"1,823"},"F4"]
[96501304,"Насос GRUNDFOS","CRN10-07 A-CA-G-E-HQQE 3x400D 50 HZ",{"v":1929,"d":"1,929"},"F4"]
[96501405,"Насос GRUNDFOS","CRN10-07 A-CA-G-V-HQQV 3x400D 50 HZ",{"v":1957,"d":"1,957"},"F4"]
[96501291,"Насос GRUNDFOS","CRN10-07 A-FGJ-G-E-HQQE 3x400D 50 HZ",{"v":2007,"d":"2,007"},"F4"]
[96501392,"Насос GRUNDFOS","CRN10-07 A-FGJ-G-V-HQQV 3x400D 50 HZ",{"v":2034,"d":"2,034"},"F4"]
[96501278,"Насос GRUNDFOS","CRN10-07 A-P-G-E-HQQE 3x400D 50 HZ",{"v":1929,"d":"1,929"},"F4"]
[96501379,"Насос GRUNDFOS","CRN10-07 A-P-G-V-HQQV 3x400D 50 HZ",{"v":1957,"d":"1,957"},"F4"]
[96501305,"Насос GRUNDFOS","CRN10-08 A-CA-G-E-HQQE 3x400D 50 HZ",{"v":2031,"d":"2,031"},"F4"]
[96501406,"Насос GRUNDFOS","CRN10-08 A-CA-G-V-HQQV 3x400D 50 HZ",{"v":2059,"d":"2,059"},"F4"]
[96501292,"Насос GRUNDFOS","CRN10-08 A-FGJ-G-E-HQQE 3x400D 50 HZ",{"v":2108,"d":"2,108"},"F4"]
[96501393,"Насос GRUNDFOS","CRN10-08 A-FGJ-G-V-HQQV 3x400D 50 HZ",{"v":2136,"d":"2,136"},"F4"]
[96501279,"Насос GRUNDFOS","CRN10-08 A-P-G-E-HQQE 3x400D 50 HZ",{"v":2031,"d":"2,031"},"F4"]
[96501380,"Насос GRUNDFOS","CRN10-08 A-P-G-V-HQQV 3x400D 50 HZ",{"v":2059,"d":"2,059"},"F4"]
[96501306,"Насос GRUNDFOS","CRN10-09 A-CA-G-E-HQQE 3x400D 50 HZ",{"v":2143,"d":"2,143"},"F4"]
[96501407,"Насос GRUNDFOS","CRN10-09 A-CA-G-V-HQQV 3x400D 50 HZ",{"v":2172,"d":"2,172"},"F4"]
[96501293,"Насос GRUNDFOS","CRN10-09 A-FGJ-G-E-HQQE 3x400D 50 HZ",{"v":2220,"d":"2,220"},"F4"]
[96501394,"Насос GRUNDFOS","CRN10-09 A-FGJ-G-V-HQQV 3x400D 50 HZ",{"v":2248,"d":"2,248"},"F4"]
[96501280,"Насос GRUNDFOS","CRN10-09 A-P-G-E-HQQE 3x400D 50 HZ",{"v":2143,"d":"2,143"},"F4"]
[96501381,"Насос GRUNDFOS","CRN10-09 A-P-G-V-HQQV 3x400D 50 HZ",{"v":2172,"d":"2,172"},"F4"]
[96501307,"Насос GRUNDFOS","CRN10-10 A-CA-G-E-HQQE 3x400D 50 HZ",{"v":2425,"d":"2,425"},"F4"]
[96501408,"Насос GRUNDFOS","CRN10-10 A-CA-G-V-HQQV 3x400D 50 HZ",{"v":2453,"d":"2,453"},"F4"]
[96501294,"Насос GRUNDFOS","CRN10-10 A-FGJ-G-E-HQQE 3x400D 50 HZ",{"v":2503,"d":"2,503"},"F4"]
[96501395,"Насос GRUNDFOS","CRN10-10 A-FGJ-G-V-HQQV 3x400D 50 HZ",{"v":2530,"d":"2,530"},"F4"]
[96501281,"Насос GRUNDFOS","CRN10-10 A-P-G-E-HQQE 3x400D 50 HZ",{"v":2425,"d":"2,425"},"F4"]
[96501382,"Насос GRUNDFOS","CRN10-10 A-P-G-V-HQQV 3x400D 50 HZ",{"v":2453,"d":"2,453"},"F4"]
[96501308,"Насос GRUNDFOS","CRN10-12 A-CA-G-E-HQQE 3x400D 50 HZ",{"v":2616,"d":"2,616"},"F4"]
[96501409,"Насос GRUNDFOS","CRN10-12 A-CA-G-V-HQQV 3x400D 50 HZ",{"v":2644,"d":"2,644"},"F4"]
[96501295,"Насос GRUNDFOS","CRN10-12 A-FGJ-G-E-HQQE 3x400D 50 HZ",{"v":2693,"d":"2,693"},"F4"]
[96501396,"Насос GRUNDFOS","CRN10-12 A-FGJ-G-V-HQQV 3x400D 50 HZ",{"v":2721,"d":"2,721"},"F4"]
[96501282,"Насос GRUNDFOS","CRN10-12 A-P-G-E-HQQE 3x400D 50 HZ",{"v":2616,"d":"2,616"},"F4"]
[96501383,"Насос GRUNDFOS","CRN10-12 A-P-G-V-HQQV 3x400D 50 HZ",{"v":2644,"d":"2,644"},"F4"]
[96501309,"Насос GRUNDFOS","CRN10-14 A-CA-G-E-HQQE 3x400D 50 HZ",{"v":3050,"d":"3,050"},"F4"]
[96501410,"Насос GRUNDFOS","CRN10-14 A-CA-G-V-HQQV 3x400D 50 HZ",{"v":3078,"d":"3,078"},"F4"]
[96501296,"Насос GRUNDFOS","CRN10-14 A-FGJ-G-E-HQQE 3x400D 50 HZ",{"v":3128,"d":"3,128"},"F4"]
[96501397,"Насос GRUNDFOS","CRN10-14 A-FGJ-G-V-HQQV 3x400D 50 HZ",{"v":3155,"d":"3,155"},"F4"]
[96501283,"Насос GRUNDFOS","CRN10-14 A-P-G-E-HQQE 3x400D 50 HZ",{"v":3050,"d":"3,050"},"F4"]
[96501384,"Насос GRUNDFOS","CRN10-14 A-P-G-V-HQQV 3x400D 50 HZ",{"v":3078,"d":"3,078"},"F4"]
[96501310,"Насос GRUNDFOS","CRN10-16 A-CA-G-E-HQQE 3x400D 50 HZ",{"v":3239,"d":"3,239"},"F4"]
[96501411,"Насос GRUNDFOS","CRN10-16 A-CA-G-V-HQQV 3x400D 50 HZ",{"v":3267,"d":"3,267"},"F4"]
[96501297,"Насос GRUNDFOS","CRN10-16 A-FGJ-G-E-HQQE 3x400D 50 HZ",{"v":3316,"d":"3,316"},"F4"]
[96501398,"Насос GRUNDFOS","CRN10-16 A-FGJ-G-V-HQQV 3x400D 50 HZ",{"v":3344,"d":"3,344"},"F4"]
[96501284,"Насос GRUNDFOS","CRN10-16 A-P-G-E-HQQE 3x400D 50 HZ",{"v":3239,"d":"3,239"},"F4"]
[96501385,"Насос GRUNDFOS","CRN10-16 A-P-G-V-HQQV 3x400D 50 HZ",{"v":3267,"d":"3,267"},"F4"]
[96501311,"Насос GRUNDFOS","CRN10-18 A-CA-G-E-HQQE 3x400/690 50 HZ",{"v":3521,"d":"3,521"},"F4"]
[96501412,"Насос GRUNDFOS","CRN10-18 A-CA-G-V-HQQV 3x400/690 50 HZ",{"v":3549,"d":"3,549"},"F4"]
[96501298,"Насос GRUNDFOS","CRN10-18 A-FGJ-G-E-HQQE 3x400/690 50 HZ",{"v":3598,"d":"3,598"},"F4"]
[96501399,"Насос GRUNDFOS","CRN10-18 A-FGJ-G-V-HQQV 3x400/690 50 HZ",{"v":3626,"d":"3,626"},"F4"]
[96501285,"Насос GRUNDFOS","CRN10-18 A-P-G-E-HQQE 3x400/690 50 HZ",{"v":3521,"d":"3,521"},"F4"]
[96501386,"Насос GRUNDFOS","CRN10-18 A-P-G-V-HQQV 3x400/690 50 HZ",{"v":3549,"d":"3,549"},"F4"]
[96501312,"Насос GRUNDFOS","CRN10-20 A-CA-G-E-HQQE 3x400/690 50 HZ",{"v":3714,"d":"3,714"},"F4"]
[96501413,"Насос GRUNDFOS","CRN10-20 A-CA-G-V-HQQV 3x400/690 50 HZ",{"v":3742,"d":"3,742"},"F4"]
[96501299,"Насос GRUNDFOS","CRN10-20 A-FGJ-G-E-HQQE 3x400/690 50 HZ",{"v":3792,"d":"3,792"},"F4"]
[96501400,"Насос GRUNDFOS","CRN10-20 A-FGJ-G-V-HQQV 3x400/690 50 HZ",{"v":3819,"d":"3,819"},"F4"]
[96501286,"Насос GRUNDFOS","CRN10-20 A-P-G-E-HQQE 3x400/690 50 HZ",{"v":3714,"d":"3,714"},"F4"]
[96501387,"Насос GRUNDFOS","CRN10-20 A-P-G-V-HQQV 3x400/690 50 HZ",{"v":3742,"d":"3,742"},"F4"]
[96501313,"Насос GRUNDFOS","CRN10-22 A-CA-G-E-HQQE 3x400/690 50 HZ",{"v":3900,"d":"3,900"},"F4"]
[96501414,"Насос GRUNDFOS","CRN10-22 A-CA-G-V-HQQV 3x400/690 50 HZ",{"v":3928,"d":"3,928"},"F4"]
[96501300,"Насос GRUNDFOS","CRN10-22 A-FGJ-G-E-HQQE 3x400/690 50 HZ",{"v":3976,"d":"3,976"},"F4"]
[96501401,"Насос GRUNDFOS","CRN10-22 A-FGJ-G-V-HQQV 3x400/690 50 HZ",{"v":4005,"d":"4,005"},"F4"]
[96501287,"Насос GRUNDFOS","CRN10-22 A-P-G-E-HQQE 3x400/690 50 HZ",{"v":3900,"d":"3,900"},"F4"]
[96501388,"Насос GRUNDFOS","CRN10-22 A-P-G-V-HQQV 3x400/690 50 HZ",{"v":3928,"d":"3,928"},"F4"]
[96516406,"Насос GRUNDFOS","CRN1-10 A-FGJ-G-E-HQQE 3x230/400 50HZ",{"v":1045,"d":"1,045"},"F4"]
[96516428,"Насос GRUNDFOS","CRN1-10 A-FGJ-G-V-HQQV 3x230/400 50HZ",{"v":1069,"d":"1,069"},"F4"]
[96516489,"Насос GRUNDFOS","CRN1-10 A-P-G-E-HQQE 3x230/400 50HZ",979,"F4"]
[96516516,"Насос GRUNDFOS","CRN1-10 A-P-G-V-HQQV 3x230/400 50HZ",{"v":1002,"d":"1,002"},"F4"]
[96516407,"Насос GRUNDFOS","CRN1-11 A-FGJ-G-E-HQQE 3x230/400 50HZ",{"v":1086,"d":"1,086"},"F4"]
[96516429,"Насос GRUNDFOS","CRN1-11 A-FGJ-G-V-HQQV 3x230/400 50HZ",{"v":1109,"d":"1,109"},"F4"]
[96516490,"Насос GRUNDFOS","CRN1-11 A-P-G-E-HQQE 3x230/400 50HZ",{"v":1019,"d":"1,019"},"F4"]
[96516517,"Насос GRUNDFOS","CRN1-11 A-P-G-V-HQQV 3x230/400 50HZ",{"v":1042,"d":"1,042"},"F4"]
[96516408,"Насос GRUNDFOS","CRN1-12 A-FGJ-G-E-HQQE 3x230/400 50HZ",{"v":1127,"d":"1,127"},"F4"]
[96516430,"Насос GRUNDFOS","CRN1-12 A-FGJ-G-V-HQQV 3x230/400 50HZ",{"v":1149,"d":"1,149"},"F4"]
[96516492,"Насос GRUNDFOS","CRN1-12 A-P-G-E-HQQE 3x230/400 50HZ",{"v":1059,"d":"1,059"},"F4"]
[96516518,"Насос GRUNDFOS","CRN1-12 A-P-G-V-HQQV 3x230/400 50HZ",{"v":1083,"d":"1,083"},"F4"]
[96516409,"Насос GRUNDFOS","CRN1-13 A-FGJ-G-E-HQQE 3x230/400 50HZ",{"v":1168,"d":"1,168"},"F4"]
[96516431,"Насос GRUNDFOS","CRN1-13 A-FGJ-G-V-HQQV 3x230/400 50HZ",{"v":1191,"d":"1,191"},"F4"]
[96516493,"Насос GRUNDFOS","CRN1-13 A-P-G-E-HQQE 3x230/400 50HZ",{"v":1101,"d":"1,101"},"F4"]
[96516519,"Насос GRUNDFOS","CRN1-13 A-P-G-V-HQQV 3x230/400 50HZ",{"v":1124,"d":"1,124"},"F4"]
[96516410,"Насос GRUNDFOS","CRN1-15 A-FGJ-G-E-HQQE 3x230/400 50HZ",{"v":1251,"d":"1,251"},"F4"]
[96516432,"Насос GRUNDFOS","CRN1-15 A-FGJ-G-V-HQQV 3x230/400 50HZ",{"v":1275,"d":"1,275"},"F4"]
[96516495,"Насос GRUNDFOS","CRN1-15 A-P-G-E-HQQE 3x230/400 50HZ",{"v":1185,"d":"1,185"},"F4"]
[96516520,"Насос GRUNDFOS","CRN1-15 A-P-G-V-HQQV 3x230/400 50HZ",{"v":1208,"d":"1,208"},"F4"]
[96516411,"Насос GRUNDFOS","CRN1-17 A-FGJ-G-E-HQQE 3x230/400 50HZ",{"v":1340,"d":"1,340"},"F4"]
[96516433,"Насос GRUNDFOS","CRN1-17 A-FGJ-G-V-HQQV 3x230/400 50HZ",{"v":1364,"d":"1,364"},"F4"]
[96516497,"Насос GRUNDFOS","CRN1-17 A-P-G-E-HQQE 3x230/400 50HZ",{"v":1274,"d":"1,274"},"F4"]
[96516521,"Насос GRUNDFOS","CRN1-17 A-P-G-V-HQQV 3x230/400 50HZ",{"v":1297,"d":"1,297"},"F4"]
[96516412,"Насос GRUNDFOS","CRN1-19 A-FGJ-G-E-HQQE 3x230/400 50HZ",{"v":1422,"d":"1,422"},"F4"]
[96516434,"Насос GRUNDFOS","CRN1-19 A-FGJ-G-V-HQQV 3x230/400 50HZ",{"v":1444,"d":"1,444"},"F4"]
[96516498,"Насос GRUNDFOS","CRN1-19 A-P-G-E-HQQE 3x230/400 50HZ",{"v":1355,"d":"1,355"},"F4"]
[96516522,"Насос GRUNDFOS","CRN1-19 A-P-G-V-HQQV 3x230/400 50HZ",{"v":1378,"d":"1,378"},"F4"]
[96516398,"Насос GRUNDFOS","CRN1-2 A-FGJ-G-E-HQQE 3x230/400 50HZ",821,"F4"]
[96516420,"Насос GRUNDFOS","CRN1-2 A-FGJ-G-V-HQQV 3x230/400 50HZ",844,"F4"]
[96516477,"Насос GRUNDFOS","CRN1-2 A-P-G-E-HQQE 3x230/400 50HZ",754,"F4"]
[96516508,"Насос GRUNDFOS","CRN1-2 A-P-G-V-HQQV 3x230/400 50HZ",778,"F4"]
[95922182,"Насос GRUNDFOS","CRN120-1 A-F-G-E-HQQE 3x400/690 50 HZ",{"v":6333,"d":"6,333"},"F4"]
[95922198,"Насос GRUNDFOS","CRN120-1 A-F-G-V-HQQV 3x400/690 50 HZ",{"v":6370,"d":"6,370"},"F4"]
[95922184,"Насос GRUNDFOS","CRN120-2 A-F-G-E-HQQE 3x400/690 50 HZ",{"v":9817,"d":"9,817"},"F4"]
[95922200,"Насос GRUNDFOS","CRN120-2 A-F-G-V-HQQV 3x400/690 50 HZ",{"v":9855,"d":"9,855"},"F4"]
[95922183,"Насос GRUNDFOS","CRN120-2-1 A-F-G-E-HQQE 3x400/690 50 HZ",{"v":8843,"d":"8,843"},"F4"]
[95922199,"Насос GRUNDFOS","CRN120-2-1 A-F-G-V-HQQV 3x400/690 50 HZ",{"v":8880,"d":"8,880"},"F4"]
[95922185,"Насос GRUNDFOS","CRN120-3 A-F-G-E-HQQE 3x400/690 50 HZ",{"v":11170,"d":"11,170"},"F4"]
[95922201,"Насос GRUNDFOS","CRN120-3 A-F-G-V-HQQV 3x400/690 50 HZ",{"v":11207,"d":"11,207"},"F4"]
[95922186,"Насос GRUNDFOS","CRN120-4-1 A-F-G-E-HQQE 3x400/690 50 HZ",{"v":13005,"d":"13,005"},"F4"]
[95922202,"Насос GRUNDFOS","CRN120-4-1 A-F-G-V-HQQV 3x400/690 50 HZ",{"v":13042,"d":"13,042"},"F4"]
[95922187,"Насос GRUNDFOS","CRN120-5-1 A-F-G-E-HQQE 3x400/690 50 HZ",{"v":15077,"d":"15,077"},"F4"]
[95922203,"Насос GRUNDFOS","CRN120-5-1 A-F-G-V-HQQV 3x400/690 50 HZ",{"v":15115,"d":"15,115"},"F4"]
[95922188,"Насос GRUNDFOS","CRN120-6-1 A-F-G-E-HBQE 3x400/690 50 HZ",{"v":19995,"d":"19,995"},"F4"]
[95922204,"Насос GRUNDFOS","CRN120-6-1 A-F-G-V-HBQV 3x400/690 50 HZ",{"v":20054,"d":"20,054"},"F4"]
[95922189,"Насос GRUNDFOS","CRN120-7 A-F-G-E-HBQE 3x400/690 50 HZ",{"v":23928,"d":"23,928"},"F4"]
[95922205,"Насос GRUNDFOS","CRN120-7 A-F-G-V-HBQV 3x400/690 50 HZ",{"v":23999,"d":"23,999"},"F4"]
[96516413,"Насос GRUNDFOS","CRN1-21 A-FGJ-G-E-HQQE 3x230/400 50HZ",{"v":1506,"d":"1,506"},"F4"]
[96516435,"Насос GRUNDFOS","CRN1-21 A-FGJ-G-V-HQQV 3x230/400 50HZ",{"v":1529,"d":"1,529"},"F4"]
[96516500,"Насос GRUNDFOS","CRN1-21 A-P-G-E-HQQE 3x230/400 50HZ",{"v":1439,"d":"1,439"},"F4"]
[96516523,"Насос GRUNDFOS","CRN1-21 A-P-G-V-HQQV 3x230/400 50HZ",{"v":1461,"d":"1,461"},"F4"]
[96516414,"Насос GRUNDFOS","CRN1-23 A-FGJ-G-E-HQQE 3x230/400 50HZ",{"v":1587,"d":"1,587"},"F4"]
[96516436,"Насос GRUNDFOS","CRN1-23 A-FGJ-G-V-HQQV 3x230/400 50HZ",{"v":1610,"d":"1,610"},"F4"]
[96516501,"Насос GRUNDFOS","CRN1-23 A-P-G-E-HQQE 3x230/400 50HZ",{"v":1520,"d":"1,520"},"F4"]
[96516524,"Насос GRUNDFOS","CRN1-23 A-P-G-V-HQQV 3x230/400 50HZ",{"v":1543,"d":"1,543"},"F4"]
[96516415,"Насос GRUNDFOS","CRN1-25 A-FGJ-G-E-HQQE 3x230/400 50HZ",{"v":1764,"d":"1,764"},"F4"]
[96516437,"Насос GRUNDFOS","CRN1-25 A-FGJ-G-V-HQQV 3x230/400 50HZ",{"v":1788,"d":"1,788"},"F4"]
[96516503,"Насос GRUNDFOS","CRN1-25 A-P-G-E-HQQE 3x230/400 50HZ",{"v":1698,"d":"1,698"},"F4"]
[96516526,"Насос GRUNDFOS","CRN1-25 A-P-G-V-HQQV 3x230/400 50HZ",{"v":1721,"d":"1,721"},"F4"]
[96516416,"Насос GRUNDFOS","CRN1-27 A-FGJ-G-E-HQQE 3x230/400 50HZ",{"v":1846,"d":"1,846"},"F4"]
[96516438,"Насос GRUNDFOS","CRN1-27 A-FGJ-G-V-HQQV 3x230/400 50HZ",{"v":1870,"d":"1,870"},"F4"]
[96516504,"Насос GRUNDFOS","CRN1-27 A-P-G-E-HQQE 3x230/400 50HZ",{"v":1780,"d":"1,780"},"F4"]
[96516527,"Насос GRUNDFOS","CRN1-27 A-P-G-V-HQQV 3x230/400 50HZ",{"v":1803,"d":"1,803"},"F4"]
[96516399,"Насос GRUNDFOS","CRN1-3 A-FGJ-G-E-HQQE 3x230/400 50HZ",849,"F4"]
[96516421,"Насос GRUNDFOS","CRN1-3 A-FGJ-G-V-HQQV 3x230/400 50HZ",873,"F4"]
[96516478,"Насос GRUNDFOS","CRN1-3 A-P-G-E-HQQE 3x230/400 50HZ",783,"F4"]
[96516509,"Насос GRUNDFOS","CRN1-3 A-P-G-V-HQQV 3x230/400 50HZ",806,"F4"]
[96516417,"Насос GRUNDFOS","CRN1-30 A-FGJ-G-E-HQQE 3x230/400 50HZ",{"v":1968,"d":"1,968"},"F4"]
[96516439,"Насос GRUNDFOS","CRN1-30 A-FGJ-G-V-HQQV 3x230/400 50HZ",{"v":1992,"d":"1,992"},"F4"]
[96516505,"Насос GRUNDFOS","CRN1-30 A-P-G-E-HQQE 3x230/400 50HZ",{"v":1902,"d":"1,902"},"F4"]
[96516528,"Насос GRUNDFOS","CRN1-30 A-P-G-V-HQQV 3x230/400 50HZ",{"v":1925,"d":"1,925"},"F4"]
[96514116,"Насос GRUNDFOS","CRN1-33 A-FGJ-G-E-HQQE 3x400D 50HZ",{"v":2210,"d":"2,210"},"F4"]
[96513956,"Насос GRUNDFOS","CRN1-33 A-FGJ-G-V-HQQV 3x400D 50HZ",{"v":2233,"d":"2,233"},"F4"]
[96513510,"Насос GRUNDFOS","CRN1-33 A-P-G-E-HQQE 3x400D 50HZ",{"v":2143,"d":"2,143"},"F4"]
[96513454,"Насос GRUNDFOS","CRN1-33 A-P-G-V-HQQV 3x400D 50HZ",{"v":2166,"d":"2,166"},"F4"]
[96514117,"Насос GRUNDFOS","CRN1-36 A-FGJ-G-E-HQQE 3x400D 50HZ",{"v":2332,"d":"2,332"},"F4"]
[96513957,"Насос GRUNDFOS","CRN1-36 A-FGJ-G-V-HQQV 3x400D 50HZ",{"v":2354,"d":"2,354"},"F4"]
[96513511,"Насос GRUNDFOS","CRN1-36 A-P-G-E-HQQE 3x400D 50HZ",{"v":2264,"d":"2,264"},"F4"]
[96513455,"Насос GRUNDFOS","CRN1-36 A-P-G-V-HQQV 3x400D 50HZ",{"v":2288,"d":"2,288"},"F4"]
[96516400,"Насос GRUNDFOS","CRN1-4 A-FGJ-G-E-HQQE 3x230/400 50HZ",878,"F4"]
[96516422,"Насос GRUNDFOS","CRN1-4 A-FGJ-G-V-HQQV 3x230/400 50HZ",901,"F4"]
[96516480,"Насос GRUNDFOS","CRN1-4 A-P-G-E-HQQE 3x230/400 50HZ",811,"F4"]
[96516510,"Насос GRUNDFOS","CRN1-4 A-P-G-V-HQQV 3x230/400 50HZ",834,"F4"]
[96516401,"Насос GRUNDFOS","CRN1-5 A-FGJ-G-E-HQQE 3x230/400 50HZ",906,"F4"]
[96516423,"Насос GRUNDFOS","CRN1-5 A-FGJ-G-V-HQQV 3x230/400 50HZ",929,"F4"]
[96516481,"Насос GRUNDFOS","CRN1-5 A-P-G-E-HQQE 3x230/400 50HZ",839,"F4"]
[96516511,"Насос GRUNDFOS","CRN1-5 A-P-G-V-HQQV 3x230/400 50HZ",862,"F4"]
[96501782,"Насос GRUNDFOS","CRN15-01 A-CA-G-E-HQQE 3x230/400 50 HZ",{"v":1361,"d":"1,361"},"F4"]
[96501880,"Насос GRUNDFOS","CRN15-01 A-CA-G-V-HQQV 3x230/400 50 HZ",{"v":1388,"d":"1,388"},"F4"]
[95922407,"Насос GRUNDFOS","CRN150-1 A-F-G-E-HQQE 3x400/690 50 HZ",{"v":7481,"d":"7,481"},"F4"]
[96501769,"Насос GRUNDFOS","CRN15-01 A-FGJ-G-E-HQQE 3x230/400 50 HZ",{"v":1448,"d":"1,448"},"F4"]
[96501867,"Насос GRUNDFOS","CRN15-01 A-FGJ-G-V-HQQV 3x230/400 50 HZ",{"v":1475,"d":"1,475"},"F4"]
[95922423,"Насос GRUNDFOS","CRN150-1 A-F-G-V-HQQV 3x400/690 50 HZ",{"v":7518,"d":"7,518"},"F4"]
[96501756,"Насос GRUNDFOS","CRN15-01 A-P-G-E-HQQE 3x230/400 50 HZ",{"v":1361,"d":"1,361"},"F4"]
[96501854,"Насос GRUNDFOS","CRN15-01 A-P-G-V-HQQV 3x230/400 50 HZ",{"v":1388,"d":"1,388"},"F4"]
[95922406,"Насос GRUNDFOS","CRN150-1-1 A-F-G-E-HQQE 3x400/690 50 HZ",{"v":6333,"d":"6,333"},"F4"]
[95922422,"Насос GRUNDFOS","CRN150-1-1 A-F-G-V-HQQV 3x400/690 50 HZ",{"v":6370,"d":"6,370"},"F4"]
[96501971,"Насос GRUNDFOS","CRN15-02 A-CA-G-E-HQQE 3x400D 50 HZ",{"v":1629,"d":"1,629"},"F4"]
[96502061,"Насос GRUNDFOS","CRN15-02 A-CA-G-V-HQQV 3x400D 50 HZ",{"v":1655,"d":"1,655"},"F4"]
[96501959,"Насос GRUNDFOS","CRN15-02 A-FGJ-G-E-HQQE 3x400D 50 HZ",{"v":1716,"d":"1,716"},"F4"]
[96502049,"Насос GRUNDFOS","CRN15-02 A-FGJ-G-V-HQQV 3x400D 50 HZ",{"v":1742,"d":"1,742"},"F4"]
[96501947,"Насос GRUNDFOS","CRN15-02 A-P-G-E-HQQE 3x400D 50 HZ",{"v":1629,"d":"1,629"},"F4"]
[96502037,"Насос GRUNDFOS","CRN15-02 A-P-G-V-HQQV 3x400D 50 HZ",{"v":1655,"d":"1,655"},"F4"]
[95922408,"Насос GRUNDFOS","CRN150-2-1 A-F-G-E-HQQE 3x400/690 50 HZ",{"v":9817,"d":"9,817"},"F4"]
[95922424,"Насос GRUNDFOS","CRN150-2-1 A-F-G-V-HQQV 3x400/690 50 HZ",{"v":9855,"d":"9,855"},"F4"]
[96501972,"Насос GRUNDFOS","CRN15-03 A-CA-G-E-HQQE 3x400D 50 HZ",{"v":1869,"d":"1,869"},"F4"]
[96502062,"Насос GRUNDFOS","CRN15-03 A-CA-G-V-HQQV 3x400D 50 HZ",{"v":1895,"d":"1,895"},"F4"]
[95922410,"Насос GRUNDFOS","CRN150-3 A-F-G-E-HQQE 3x400/690 50 HZ",{"v":12668,"d":"12,668"},"F4"]
[96501960,"Насос GRUNDFOS","CRN15-03 A-FGJ-G-E-HQQE 3x400D 50 HZ",{"v":1955,"d":"1,955"},"F4"]
[96502050,"Насос GRUNDFOS","CRN15-03 A-FGJ-G-V-HQQV 3x400D 50 HZ",{"v":1982,"d":"1,982"},"F4"]
[95922426,"Насос GRUNDFOS","CRN150-3 A-F-G-V-HQQV 3x400/690 50 HZ",{"v":12706,"d":"12,706"},"F4"]
[96501948,"Насос GRUNDFOS","CRN15-03 A-P-G-E-HQQE 3x400D 50 HZ",{"v":1869,"d":"1,869"},"F4"]
[96502038,"Насос GRUNDFOS","CRN15-03 A-P-G-V-HQQV 3x400D 50 HZ",{"v":1895,"d":"1,895"},"F4"]
[95922409,"Насос GRUNDFOS","CRN150-3-2 A-F-G-E-HQQE 3x400/690 50 HZ",{"v":11170,"d":"11,170"},"F4"]
[95922425,"Насос GRUNDFOS","CRN150-3-2 A-F-G-V-HQQV 3x400/690 50 HZ",{"v":11207,"d":"11,207"},"F4"]
[96501973,"Насос GRUNDFOS","CRN15-04 A-CA-G-E-HQQE 3x400D 50 HZ",{"v":2163,"d":"2,163"},"F4"]
[96502063,"Насос GRUNDFOS","CRN15-04 A-CA-G-V-HQQV 3x400D 50 HZ",{"v":2190,"d":"2,190"},"F4"]
[96501961,"Насос GRUNDFOS","CRN15-04 A-FGJ-G-E-HQQE 3x400D 50 HZ",{"v":2250,"d":"2,250"},"F4"]
[96502051,"Насос GRUNDFOS","CRN15-04 A-FGJ-G-V-HQQV 3x400D 50 HZ",{"v":2277,"d":"2,277"},"F4"]
[96501949,"Насос GRUNDFOS","CRN15-04 A-P-G-E-HQQE 3x400D 50 HZ",{"v":2163,"d":"2,163"},"F4"]
[96502039,"Насос GRUNDFOS","CRN15-04 A-P-G-V-HQQV 3x400D 50 HZ",{"v":2190,"d":"2,190"},"F4"]
[95922411,"Насос GRUNDFOS","CRN150-4-1 A-F-G-E-HQQE 3x400/690 50 HZ",{"v":14754,"d":"14,754"},"F4"]
[95922427,"Насос GRUNDFOS","CRN150-4-1 A-F-G-V-HQQV 3x400/690 50 HZ",{"v":14791,"d":"14,791"},"F4"]
[96501974,"Насос GRUNDFOS","CRN15-05 A-CA-G-E-HQQE 3x400D 50 HZ",{"v":2284,"d":"2,284"},"F4"]
[96502064,"Насос GRUNDFOS","CRN15-05 A-CA-G-V-HQQV 3x400D 50 HZ",{"v":2310,"d":"2,310"},"F4"]
[96501962,"Насос GRUNDFOS","CRN15-05 A-FGJ-G-E-HQQE 3x400D 50 HZ",{"v":2370,"d":"2,370"},"F4"]
[96502052,"Насос GRUNDFOS","CRN15-05 A-FGJ-G-V-HQQV 3x400D 50 HZ",{"v":2397,"d":"2,397"},"F4"]
[96501950,"Насос GRUNDFOS","CRN15-05 A-P-G-E-HQQE 3x400D 50 HZ",{"v":2284,"d":"2,284"},"F4"]
[96502040,"Насос GRUNDFOS","CRN15-05 A-P-G-V-HQQV 3x400D 50 HZ",{"v":2310,"d":"2,310"},"F4"]
[95922412,"Насос GRUNDFOS","CRN150-5-2 A-F-G-E-HBQE 3x400/690 50 HZ",{"v":19340,"d":"19,340"},"F4"]
[95922428,"Насос GRUNDFOS","CRN150-5-2 A-F-G-V-HBQV 3x400/690 50 HZ",{"v":19340,"d":"19,340"},"F4"]
[96501975,"Насос GRUNDFOS","CRN15-06 A-CA-G-E-HQQE 3x400D 50 HZ",{"v":2713,"d":"2,713"},"F4"]
[96502065,"Насос GRUNDFOS","CRN15-06 A-CA-G-V-HQQV 3x400D 50 HZ",{"v":2738,"d":"2,738"},"F4"]
[95922413,"Насос GRUNDFOS","CRN150-6 A-F-G-E-HBQE 3x400/690 50 HZ",{"v":23273,"d":"23,273"},"F4"]
[96501963,"Насос GRUNDFOS","CRN15-06 A-FGJ-G-E-HQQE 3x400D 50 HZ",{"v":2800,"d":"2,800"},"F4"]
[96502053,"Насос GRUNDFOS","CRN15-06 A-FGJ-G-V-HQQV 3x400D 50 HZ",{"v":2825,"d":"2,825"},"F4"]
[95922429,"Насос GRUNDFOS","CRN150-6 A-F-G-V-HBQV 3x400/690 50 HZ",{"v":23273,"d":"23,273"},"F4"]
[96501951,"Насос GRUNDFOS","CRN15-06 A-P-G-E-HQQE 3x400D 50 HZ",{"v":2713,"d":"2,713"},"F4"]
[96502041,"Насос GRUNDFOS","CRN15-06 A-P-G-V-HQQV 3x400D 50 HZ",{"v":2738,"d":"2,738"},"F4"]
[96501976,"Насос GRUNDFOS","CRN15-07 A-CA-G-E-HQQE 3x400D 50 HZ",{"v":2835,"d":"2,835"},"F4"]
[96502066,"Насос GRUNDFOS","CRN15-07 A-CA-G-V-HQQV 3x400D 50 HZ",{"v":2861,"d":"2,861"},"F4"]
[96501964,"Насос GRUNDFOS","CRN15-07 A-FGJ-G-E-HQQE 3x400D 50 HZ",{"v":2923,"d":"2,923"},"F4"]
[96502054,"Насос GRUNDFOS","CRN15-07 A-FGJ-G-V-HQQV 3x400D 50 HZ",{"v":2948,"d":"2,948"},"F4"]
[96501952,"Насос GRUNDFOS","CRN15-07 A-P-G-E-HQQE 3x400D 50 HZ",{"v":2835,"d":"2,835"},"F4"]
[96502042,"Насос GRUNDFOS","CRN15-07 A-P-G-V-HQQV 3x400D 50 HZ",{"v":2861,"d":"2,861"},"F4"]
[96501977,"Насос GRUNDFOS","CRN15-08 A-CA-G-E-HQQE 3x400/690 50 HZ",{"v":3291,"d":"3,291"},"F4"]
[96502067,"Насос GRUNDFOS","CRN15-08 A-CA-G-V-HQQV 3x400/690 50 HZ",{"v":3317,"d":"3,317"},"F4"]
[96501965,"Насос GRUNDFOS","CRN15-08 A-FGJ-G-E-HQQE 3x400/690 50 HZ",{"v":3378,"d":"3,378"},"F4"]
[96502055,"Насос GRUNDFOS","CRN15-08 A-FGJ-G-V-HQQV 3x400/690 50 HZ",{"v":3404,"d":"3,404"},"F4"]
[96501953,"Насос GRUNDFOS","CRN15-08 A-P-G-E-HQQE 3x400/690 50 HZ",{"v":3291,"d":"3,291"},"F4"]
[96502043,"Насос GRUNDFOS","CRN15-08 A-P-G-V-HQQV 3x400/690 50 HZ",{"v":3317,"d":"3,317"},"F4"]
[96501978,"Насос GRUNDFOS","CRN15-09 A-CA-G-E-HQQE 3x400/690 50 HZ",{"v":3414,"d":"3,414"},"F4"]
[96502068,"Насос GRUNDFOS","CRN15-09 A-CA-G-V-HQQV 3x400/690 50 HZ",{"v":3440,"d":"3,440"},"F4"]
[96501966,"Насос GRUNDFOS","CRN15-09 A-FGJ-G-E-HQQE 3x400/690 50 HZ",{"v":3502,"d":"3,502"},"F4"]
[96502056,"Насос GRUNDFOS","CRN15-09 A-FGJ-G-V-HQQV 3x400/690 50 HZ",{"v":3527,"d":"3,527"},"F4"]
[96501954,"Насос GRUNDFOS","CRN15-09 A-P-G-E-HQQE 3x400/690 50 HZ",{"v":3414,"d":"3,414"},"F4"]
[96502044,"Насос GRUNDFOS","CRN15-09 A-P-G-V-HQQV 3x400/690 50 HZ",{"v":3440,"d":"3,440"},"F4"]
[96501979,"Насос GRUNDFOS","CRN15-10 A-CA-G-E-HQQE 3x400/690 50 HZ",{"v":3968,"d":"3,968"},"F4"]
[96502069,"Насос GRUNDFOS","CRN15-10 A-CA-G-V-HQQV 3x400/690 50 HZ",{"v":3994,"d":"3,994"},"F4"]
[96501967,"Насос GRUNDFOS","CRN15-10 A-FGJ-G-E-HQQE 3x400/690 50 HZ",{"v":4055,"d":"4,055"},"F4"]
[96502057,"Насос GRUNDFOS","CRN15-10 A-FGJ-G-V-HQQV 3x400/690 50 HZ",{"v":4081,"d":"4,081"},"F4"]
[96501955,"Насос GRUNDFOS","CRN15-10 A-P-G-E-HQQE 3x400/690 50 HZ",{"v":3968,"d":"3,968"},"F4"]
[96502045,"Насос GRUNDFOS","CRN15-10 A-P-G-V-HQQV 3x400/690 50 HZ",{"v":3994,"d":"3,994"},"F4"]
[96501980,"Насос GRUNDFOS","CRN15-12 A-CA-G-E-HQQE 3x400/690 50 HZ",{"v":4214,"d":"4,214"},"F4"]
[96502070,"Насос GRUNDFOS","CRN15-12 A-CA-G-V-HQQV 3x400/690 50 HZ",{"v":4239,"d":"4,239"},"F4"]
[96501968,"Насос GRUNDFOS","CRN15-12 A-FGJ-G-E-HQQE 3x400/690 50 HZ",{"v":4301,"d":"4,301"},"F4"]
[96502058,"Насос GRUNDFOS","CRN15-12 A-FGJ-G-V-HQQV 3x400/690 50 HZ",{"v":4326,"d":"4,326"},"F4"]
[96501956,"Насос GRUNDFOS","CRN15-12 A-P-G-E-HQQE 3x400/690 50 HZ",{"v":4214,"d":"4,214"},"F4"]
[96502046,"Насос GRUNDFOS","CRN15-12 A-P-G-V-HQQV 3x400/690 50 HZ",{"v":4239,"d":"4,239"},"F4"]
[96501981,"Насос GRUNDFOS","CRN15-14 A-CA-G-E-HQQE 3x400/690 50 HZ",{"v":4456,"d":"4,456"},"F4"]
[96502071,"Насос GRUNDFOS","CRN15-14 A-CA-G-V-HQQV 3x400/690 50 HZ",{"v":4480,"d":"4,480"},"F4"]
[96501969,"Насос GRUNDFOS","CRN15-14 A-FGJ-G-E-HQQE 3x400/690 50 HZ",{"v":4543,"d":"4,543"},"F4"]
[96502059,"Насос GRUNDFOS","CRN15-14 A-FGJ-G-V-HQQV 3x400/690 50 HZ",{"v":4567,"d":"4,567"},"F4"]
[96501957,"Насос GRUNDFOS","CRN15-14 A-P-G-E-HQQE 3x400/690 50 HZ",{"v":4456,"d":"4,456"},"F4"]
[96502047,"Насос GRUNDFOS","CRN15-14 A-P-G-V-HQQV 3x400/690 50 HZ",{"v":4480,"d":"4,480"},"F4"]
[96501982,"Насос GRUNDFOS","CRN15-17 A-CA-G-E-HQQE 3x400/690 50 HZ",{"v":5703,"d":"5,703"},"F4"]
[96502072,"Насос GRUNDFOS","CRN15-17 A-CA-G-V-HQQV 3x400/690 50 HZ",{"v":5729,"d":"5,729"},"F4"]
[96501970,"Насос GRUNDFOS","CRN15-17 A-FGJ-G-E-HQQE 3x400/690 50 HZ",{"v":5790,"d":"5,790"},"F4"]
[96502060,"Насос GRUNDFOS","CRN15-17 A-FGJ-G-V-HQQV 3x400/690 50 HZ",{"v":5816,"d":"5,816"},"F4"]
[96501958,"Насос GRUNDFOS","CRN15-17 A-P-G-E-HQQE 3x400/690 50 HZ",{"v":5703,"d":"5,703"},"F4"]
[96502048,"Насос GRUNDFOS","CRN15-17 A-P-G-V-HQQV 3x400/690 50 HZ",{"v":5729,"d":"5,729"},"F4"]
[96516402,"Насос GRUNDFOS","CRN1-6 A-FGJ-G-E-HQQE 3x230/400 50HZ",933,"F4"]
[96516424,"Насос GRUNDFOS","CRN1-6 A-FGJ-G-V-HQQV 3x230/400 50HZ",956,"F4"]
[96516483,"Насос GRUNDFOS","CRN1-6 A-P-G-E-HQQE 3x230/400 50HZ",867,"F4"]
[96516512,"Насос GRUNDFOS","CRN1-6 A-P-G-V-HQQV 3x230/400 50HZ",890,"F4"]
[96516403,"Насос GRUNDFOS","CRN1-7 A-FGJ-G-E-HQQE 3x230/400 50HZ",962,"F4"]
[96516425,"Насос GRUNDFOS","CRN1-7 A-FGJ-G-V-HQQV 3x230/400 50HZ",985,"F4"]
[96516485,"Насос GRUNDFOS","CRN1-7 A-P-G-E-HQQE 3x230/400 50HZ",895,"F4"]
[96516513,"Насос GRUNDFOS","CRN1-7 A-P-G-V-HQQV 3x230/400 50HZ",918,"F4"]
[96516404,"Насос GRUNDFOS","CRN1-8 A-FGJ-G-E-HQQE 3x230/400 50HZ",980,"F4"]
[96516426,"Насос GRUNDFOS","CRN1-8 A-FGJ-G-V-HQQV 3x230/400 50HZ",{"v":1003,"d":"1,003"},"F4"]
[96516486,"Насос GRUNDFOS","CRN1-8 A-P-G-E-HQQE 3x230/400 50HZ",913,"F4"]
[96516514,"Насос GRUNDFOS","CRN1-8 A-P-G-V-HQQV 3x230/400 50HZ",935,"F4"]
[96516405,"Насос GRUNDFOS","CRN1-9 A-FGJ-G-E-HQQE 3x230/400 50HZ",{"v":1002,"d":"1,002"},"F4"]
[96516427,"Насос GRUNDFOS","CRN1-9 A-FGJ-G-V-HQQV 3x230/400 50HZ",{"v":1025,"d":"1,025"},"F4"]
[96516488,"Насос GRUNDFOS","CRN1-9 A-P-G-E-HQQE 3x230/400 50HZ",935,"F4"]
[96516515,"Насос GRUNDFOS","CRN1-9 A-P-G-V-HQQV 3x230/400 50HZ",958,"F4"]
[96515907,"Насос GRUNDFOS","CRN1S-10 A-FGJ-G-E-HQQE 3x230/400 50HZ",{"v":1045,"d":"1,045"},"F4"]
[96516047,"Насос GRUNDFOS","CRN1S-10 A-P-G-E-HQQE 3x230/400 50HZ",979,"F4"]
[96515908,"Насос GRUNDFOS","CRN1S-11 A-FGJ-G-E-HQQE 3x230/400 50HZ",{"v":1074,"d":"1,074"},"F4"]
[96516048,"Насос GRUNDFOS","CRN1S-11 A-P-G-E-HQQE 3x230/400 50HZ",{"v":1007,"d":"1,007"},"F4"]
[96515909,"Насос GRUNDFOS","CRN1S-12 A-FGJ-G-E-HQQE 3x230/400 50HZ",{"v":1101,"d":"1,101"},"F4"]
[96516050,"Насос GRUNDFOS","CRN1S-12 A-P-G-E-HQQE 3x230/400 50HZ",{"v":1034,"d":"1,034"},"F4"]
[96515911,"Насос GRUNDFOS","CRN1S-13 A-FGJ-G-E-HQQE 3x230/400 50HZ",{"v":1129,"d":"1,129"},"F4"]
[96516051,"Насос GRUNDFOS","CRN1S-13 A-P-G-E-HQQE 3x230/400 50HZ",{"v":1063,"d":"1,063"},"F4"]
[96515913,"Насос GRUNDFOS","CRN1S-15 A-FGJ-G-E-HQQE 3x230/400 50HZ",{"v":1163,"d":"1,163"},"F4"]
[96516053,"Насос GRUNDFOS","CRN1S-15 A-P-G-E-HQQE 3x230/400 50HZ",{"v":1096,"d":"1,096"},"F4"]
[96515914,"Насос GRUNDFOS","CRN1S-17 A-FGJ-G-E-HQQE 3x230/400 50HZ",{"v":1231,"d":"1,231"},"F4"]
[96516054,"Насос GRUNDFOS","CRN1S-17 A-P-G-E-HQQE 3x230/400 50HZ",{"v":1165,"d":"1,165"},"F4"]
[96515916,"Насос GRUNDFOS","CRN1S-19 A-FGJ-G-E-HQQE 3x230/400 50HZ",{"v":1300,"d":"1,300"},"F4"]
[96516056,"Насос GRUNDFOS","CRN1S-19 A-P-G-E-HQQE 3x230/400 50HZ",{"v":1233,"d":"1,233"},"F4"]
[96515898,"Насос GRUNDFOS","CRN1S-2 A-FGJ-G-E-HQQE 3x230/400 50HZ",821,"F4"]
[96516034,"Насос GRUNDFOS","CRN1S-2 A-P-G-E-HQQE 3x230/400 50HZ",754,"F4"]
[96515918,"Насос GRUNDFOS","CRN1S-21 A-FGJ-G-E-HQQE 3x230/400 50HZ",{"v":1416,"d":"1,416"},"F4"]
[96516058,"Насос GRUNDFOS","CRN1S-21 A-P-G-E-HQQE 3x230/400 50HZ",{"v":1349,"d":"1,349"},"F4"]
[96515920,"Насос GRUNDFOS","CRN1S-23 A-FGJ-G-E-HQQE 3x230/400 50HZ",{"v":1486,"d":"1,486"},"F4"]
[96516059,"Насос GRUNDFOS","CRN1S-23 A-P-G-E-HQQE 3x230/400 50HZ",{"v":1418,"d":"1,418"},"F4"]
[96515921,"Насос GRUNDFOS","CRN1S-25 A-FGJ-G-E-HQQE 3x230/400 50HZ",{"v":1556,"d":"1,556"},"F4"]
[96516061,"Насос GRUNDFOS","CRN1S-25 A-P-G-E-HQQE 3x230/400 50HZ",{"v":1490,"d":"1,490"},"F4"]
[96515923,"Насос GRUNDFOS","CRN1S-27 A-FGJ-G-E-HQQE 3x230/400 50HZ",{"v":1638,"d":"1,638"},"F4"]
[96516062,"Насос GRUNDFOS","CRN1S-27 A-P-G-E-HQQE 3x230/400 50HZ",{"v":1571,"d":"1,571"},"F4"]
[96515899,"Насос GRUNDFOS","CRN1S-3 A-FGJ-G-E-HQQE 3x230/400 50HZ",849,"F4"]
[96516036,"Насос GRUNDFOS","CRN1S-3 A-P-G-E-HQQE 3x230/400 50HZ",783,"F4"]
[96515925,"Насос GRUNDFOS","CRN1S-30 A-FGJ-G-E-HQQE 3x230/400 50HZ",{"v":1773,"d":"1,773"},"F4"]
[96516064,"Насос GRUNDFOS","CRN1S-30 A-P-G-E-HQQE 3x230/400 50HZ",{"v":1706,"d":"1,706"},"F4"]
[96515926,"Насос GRUNDFOS","CRN1S-33 A-FGJ-G-E-HQQE 3x230/400 50HZ",{"v":1880,"d":"1,880"},"F4"]
[96516066,"Насос GRUNDFOS","CRN1S-33 A-P-G-E-HQQE 3x230/400 50HZ",{"v":1813,"d":"1,813"},"F4"]
[96515928,"Насос GRUNDFOS","CRN1S-36 A-FGJ-G-E-HQQE 3x230/400 50HZ",{"v":1984,"d":"1,984"},"F4"]
[96516067,"Насос GRUNDFOS","CRN1S-36 A-P-G-E-HQQE 3x230/400 50HZ",{"v":1917,"d":"1,917"},"F4"]
[96515900,"Насос GRUNDFOS","CRN1S-4 A-FGJ-G-E-HQQE 3x230/400 50HZ",878,"F4"]
[96516037,"Насос GRUNDFOS","CRN1S-4 A-P-G-E-HQQE 3x230/400 50HZ",811,"F4"]
[96515902,"Насос GRUNDFOS","CRN1S-5 A-FGJ-G-E-HQQE 3x230/400 50HZ",906,"F4"]
[96516039,"Насос GRUNDFOS","CRN1S-5 A-P-G-E-HQQE 3x230/400 50HZ",839,"F4"]
[96515903,"Насос GRUNDFOS","CRN1S-6 A-FGJ-G-E-HQQE 3x230/400 50HZ",933,"F4"]
[96516041,"Насос GRUNDFOS","CRN1S-6 A-P-G-E-HQQE 3x230/400 50HZ",867,"F4"]
[96515904,"Насос GRUNDFOS","CRN1S-7 A-FGJ-G-E-HQQE 3x230/400 50HZ",962,"F4"]
[96516043,"Насос GRUNDFOS","CRN1S-7 A-P-G-E-HQQE 3x230/400 50HZ",895,"F4"]
[96515905,"Насос GRUNDFOS","CRN1S-8 A-FGJ-G-E-HQQE 3x230/400 50HZ",990,"F4"]
[96516044,"Насос GRUNDFOS","CRN1S-8 A-P-G-E-HQQE 3x230/400 50HZ",923,"F4"]
[96515906,"Насос GRUNDFOS","CRN1S-9 A-FGJ-G-E-HQQE 3x230/400 50HZ",{"v":1017,"d":"1,017"},"F4"]
[96516046,"Насос GRUNDFOS","CRN1S-9 A-P-G-E-HQQE 3x230/400 50HZ",950,"F4"]
[96500405,"Насос GRUNDFOS","CRN20-01 A-CA-G-E-HQQE 3x230/400 50 HZ",{"v":1368,"d":"1,368"},"F4"]
[96500496,"Насос GRUNDFOS","CRN20-01 A-CA-G-V-HQQV 3x230/400 50 HZ",{"v":1394,"d":"1,394"},"F4"]
[96500393,"Насос GRUNDFOS","CRN20-01 A-FGJ-G-E-HQQE 3x230/400 50 HZ",{"v":1455,"d":"1,455"},"F4"]
[96500484,"Насос GRUNDFOS","CRN20-01 A-FGJ-G-V-HQQV 3x230/400 50 HZ",{"v":1482,"d":"1,482"},"F4"]
[96500381,"Насос GRUNDFOS","CRN20-01 A-P-G-E-HQQE 3x230/400 50 HZ",{"v":1368,"d":"1,368"},"F4"]
[96500472,"Насос GRUNDFOS","CRN20-01 A-P-G-V-HQQV 3x230/400 50 HZ",{"v":1394,"d":"1,394"},"F4"]
[96500580,"Насос GRUNDFOS","CRN20-02 A-CA-G-E-HQQE 3x400D 50 HZ",{"v":1637,"d":"1,637"},"F4"]
[96500663,"Насос GRUNDFOS","CRN20-02 A-CA-G-V-HQQV 3x400D 50 HZ",{"v":1663,"d":"1,663"},"F4"]
[96500569,"Насос GRUNDFOS","CRN20-02 A-FGJ-G-E-HQQE 3x400D 50 HZ",{"v":1725,"d":"1,725"},"F4"]
[96500652,"Насос GRUNDFOS","CRN20-02 A-FGJ-G-V-HQQV 3x400D 50 HZ",{"v":1750,"d":"1,750"},"F4"]
[96500558,"Насос GRUNDFOS","CRN20-02 A-P-G-E-HQQE 3x400D 50 HZ",{"v":1637,"d":"1,637"},"F4"]
[96500641,"Насос GRUNDFOS","CRN20-02 A-P-G-V-HQQV 3x400D 50 HZ",{"v":1663,"d":"1,663"},"F4"]
[96500581,"Насос GRUNDFOS","CRN20-03 A-CA-G-E-HQQE 3x400D 50 HZ",{"v":2296,"d":"2,296"},"F4"]
[96500664,"Насос GRUNDFOS","CRN20-03 A-CA-G-V-HQQV 3x400D 50 HZ",{"v":2321,"d":"2,321"},"F4"]
[96500570,"Насос GRUNDFOS","CRN20-03 A-FGJ-G-E-HQQE 3x400D 50 HZ",{"v":2383,"d":"2,383"},"F4"]
[96500653,"Насос GRUNDFOS","CRN20-03 A-FGJ-G-V-HQQV 3x400D 50 HZ",{"v":2409,"d":"2,409"},"F4"]
[96500559,"Насос GRUNDFOS","CRN20-03 A-P-G-E-HQQE 3x400D 50 HZ",{"v":2296,"d":"2,296"},"F4"]
[96500642,"Насос GRUNDFOS","CRN20-03 A-P-G-V-HQQV 3x400D 50 HZ",{"v":2321,"d":"2,321"},"F4"]
[96500582,"Насос GRUNDFOS","CRN20-04 A-CA-G-E-HQQE 3x400D 50 HZ",{"v":2726,"d":"2,726"},"F4"]
[96500665,"Насос GRUNDFOS","CRN20-04 A-CA-G-V-HQQV 3x400D 50 HZ",{"v":2751,"d":"2,751"},"F4"]
[96500571,"Насос GRUNDFOS","CRN20-04 A-FGJ-G-E-HQQE 3x400D 50 HZ",{"v":2813,"d":"2,813"},"F4"]
[96500654,"Насос GRUNDFOS","CRN20-04 A-FGJ-G-V-HQQV 3x400D 50 HZ",{"v":2839,"d":"2,839"},"F4"]
[96500560,"Насос GRUNDFOS","CRN20-04 A-P-G-E-HQQE 3x400D 50 HZ",{"v":2726,"d":"2,726"},"F4"]
[96500643,"Насос GRUNDFOS","CRN20-04 A-P-G-V-HQQV 3x400D 50 HZ",{"v":2751,"d":"2,751"},"F4"]
[96500583,"Насос GRUNDFOS","CRN20-05 A-CA-G-E-HQQE 3x400D 50 HZ",{"v":2849,"d":"2,849"},"F4"]
[96500666,"Насос GRUNDFOS","CRN20-05 A-CA-G-V-HQQV 3x400D 50 HZ",{"v":2875,"d":"2,875"},"F4"]
[96500572,"Насос GRUNDFOS","CRN20-05 A-FGJ-G-E-HQQE 3x400D 50 HZ",{"v":2937,"d":"2,937"},"F4"]
[96500655,"Насос GRUNDFOS","CRN20-05 A-FGJ-G-V-HQQV 3x400D 50 HZ",{"v":2962,"d":"2,962"},"F4"]
[96500561,"Насос GRUNDFOS","CRN20-05 A-P-G-E-HQQE 3x400D 50 HZ",{"v":2849,"d":"2,849"},"F4"]
[96500644,"Насос GRUNDFOS","CRN20-05 A-P-G-V-HQQV 3x400D 50 HZ",{"v":2875,"d":"2,875"},"F4"]
[96500584,"Насос GRUNDFOS","CRN20-06 A-CA-G-E-HQQE 3x400/690 50 HZ",{"v":3307,"d":"3,307"},"F4"]
[96500667,"Насос GRUNDFOS","CRN20-06 A-CA-G-V-HQQV 3x400/690 50 HZ",{"v":3333,"d":"3,333"},"F4"]
[96500573,"Насос GRUNDFOS","CRN20-06 A-FGJ-G-E-HQQE 3x400/690 50 HZ",{"v":3395,"d":"3,395"},"F4"]
[96500656,"Насос GRUNDFOS","CRN20-06 A-FGJ-G-V-HQQV 3x400/690 50 HZ",{"v":3420,"d":"3,420"},"F4"]
[96500562,"Насос GRUNDFOS","CRN20-06 A-P-G-E-HQQE 3x400/690 50 HZ",{"v":3307,"d":"3,307"},"F4"]
[96500645,"Насос GRUNDFOS","CRN20-06 A-P-G-V-HQQV 3x400/690 50 HZ",{"v":3333,"d":"3,333"},"F4"]
[96500585,"Насос GRUNDFOS","CRN20-07 A-CA-G-E-HQQE 3x400/690 50 HZ",{"v":3431,"d":"3,431"},"F4"]
[96500668,"Насос GRUNDFOS","CRN20-07 A-CA-G-V-HQQV 3x400/690 50 HZ",{"v":3456,"d":"3,456"},"F4"]
[96500574,"Насос GRUNDFOS","CRN20-07 A-FGJ-G-E-HQQE 3x400/690 50 HZ",{"v":3518,"d":"3,518"},"F4"]
[96500657,"Насос GRUNDFOS","CRN20-07 A-FGJ-G-V-HQQV 3x400/690 50 HZ",{"v":3544,"d":"3,544"},"F4"]
[96500563,"Насос GRUNDFOS","CRN20-07 A-P-G-E-HQQE 3x400/690 50 HZ",{"v":3431,"d":"3,431"},"F4"]
[96500646,"Насос GRUNDFOS","CRN20-07 A-P-G-V-HQQV 3x400/690 50 HZ",{"v":3456,"d":"3,456"},"F4"]
[96500586,"Насос GRUNDFOS","CRN20-08 A-CA-G-E-HQQE 3x400/690 50 HZ",{"v":4235,"d":"4,235"},"F4"]
[96500669,"Насос GRUNDFOS","CRN20-08 A-CA-G-V-HQQV 3x400/690 50 HZ",{"v":4260,"d":"4,260"},"F4"]
[96500575,"Насос GRUNDFOS","CRN20-08 A-FGJ-G-E-HQQE 3x400/690 50 HZ",{"v":4322,"d":"4,322"},"F4"]
[96500658,"Насос GRUNDFOS","CRN20-08 A-FGJ-G-V-HQQV 3x400/690 50 HZ",{"v":4348,"d":"4,348"},"F4"]
[96500564,"Насос GRUNDFOS","CRN20-08 A-P-G-E-HQQE 3x400/690 50 HZ",{"v":4235,"d":"4,235"},"F4"]
[96500647,"Насос GRUNDFOS","CRN20-08 A-P-G-V-HQQV 3x400/690 50 HZ",{"v":4260,"d":"4,260"},"F4"]
[96500587,"Насос GRUNDFOS","CRN20-10 A-CA-G-E-HQQE 3x400/690 50 HZ",{"v":4477,"d":"4,477"},"F4"]
[96500670,"Насос GRUNDFOS","CRN20-10 A-CA-G-V-HQQV 3x400/690 50 HZ",{"v":4503,"d":"4,503"},"F4"]
[96500576,"Насос GRUNDFOS","CRN20-10 A-FGJ-G-E-HQQE 3x400/690 50 HZ",{"v":4564,"d":"4,564"},"F4"]
[96500659,"Насос GRUNDFOS","CRN20-10 A-FGJ-G-V-HQQV 3x400/690 50 HZ",{"v":4590,"d":"4,590"},"F4"]
[96500565,"Насос GRUNDFOS","CRN20-10 A-P-G-E-HQQE 3x400/690 50 HZ",{"v":4477,"d":"4,477"},"F4"]
[96500648,"Насос GRUNDFOS","CRN20-10 A-P-G-V-HQQV 3x400/690 50 HZ",{"v":4503,"d":"4,503"},"F4"]
[96500588,"Насос GRUNDFOS","CRN20-12 A-CA-G-E-HQQE 3x400/690 50 HZ",{"v":5488,"d":"5,488"},"F4"]
[96500671,"Насос GRUNDFOS","CRN20-12 A-CA-G-V-HQQV 3x400/690 50 HZ",{"v":5515,"d":"5,515"},"F4"]
[96500577,"Насос GRUNDFOS","CRN20-12 A-FGJ-G-E-HQQE 3x400/690 50 HZ",{"v":5576,"d":"5,576"},"F4"]
[96500660,"Насос GRUNDFOS","CRN20-12 A-FGJ-G-V-HQQV 3x400/690 50 HZ",{"v":5601,"d":"5,601"},"F4"]
[96500566,"Насос GRUNDFOS","CRN20-12 A-P-G-E-HQQE 3x400/690 50 HZ",{"v":5488,"d":"5,488"},"F4"]
[96500649,"Насос GRUNDFOS","CRN20-12 A-P-G-V-HQQV 3x400/690 50 HZ",{"v":5515,"d":"5,515"},"F4"]
[96500589,"Насос GRUNDFOS","CRN20-14 A-CA-G-E-HQQE 3x400/690 50 HZ",{"v":5731,"d":"5,731"},"F4"]
[96500672,"Насос GRUNDFOS","CRN20-14 A-CA-G-V-HQQV 3x400/690 50 HZ",{"v":5757,"d":"5,757"},"F4"]
[96500578,"Насос GRUNDFOS","CRN20-14 A-FGJ-G-E-HQQE 3x400/690 50 HZ",{"v":5819,"d":"5,819"},"F4"]
[96500661,"Насос GRUNDFOS","CRN20-14 A-FGJ-G-V-HQQV 3x400/690 50 HZ",{"v":5844,"d":"5,844"},"F4"]
[96500567,"Насос GRUNDFOS","CRN20-14 A-P-G-E-HQQE 3x400/690 50 HZ",{"v":5731,"d":"5,731"},"F4"]
[96500650,"Насос GRUNDFOS","CRN20-14 A-P-G-V-HQQV 3x400/690 50 HZ",{"v":5757,"d":"5,757"},"F4"]
[96500590,"Насос GRUNDFOS","CRN20-17 A-CA-G-E-HQQE 3x400/690 50 HZ",{"v":6804,"d":"6,804"},"F4"]
[96500673,"Насос GRUNDFOS","CRN20-17 A-CA-G-V-HQQV 3x400/690 50 HZ",{"v":6831,"d":"6,831"},"F4"]
[96500579,"Насос GRUNDFOS","CRN20-17 A-FGJ-G-E-HQQE 3x400/690 50 HZ",{"v":6892,"d":"6,892"},"F4"]
[96500662,"Насос GRUNDFOS","CRN20-17 A-FGJ-G-V-HQQV 3x400/690 50 HZ",{"v":6917,"d":"6,917"},"F4"]
[96500568,"Насос GRUNDFOS","CRN20-17 A-P-G-E-HQQE 3x400/690 50 HZ",{"v":6804,"d":"6,804"},"F4"]
[96500651,"Насос GRUNDFOS","CRN20-17 A-P-G-V-HQQV 3x400/690 50 HZ",{"v":6831,"d":"6,831"},"F4"]
[96516834,"Насос GRUNDFOS","CRN3-10 A-FGJ-G-E-HQQE 3x230/400 50HZ",{"v":1142,"d":"1,142"},"F4"]
[96516857,"Насос GRUNDFOS","CRN3-10 A-FGJ-G-V-HQQV 3x230/400 50HZ",{"v":1166,"d":"1,166"},"F4"]
[96499188,"Насос GRUNDFOS","CRN3-10 A-P-G-E-HQQE 3x230/400 50HZ",{"v":1076,"d":"1,076"},"F4"]
[96516923,"Насос GRUNDFOS","CRN3-10 A-P-G-V-HQQV 3x230/400 50HZ",{"v":1099,"d":"1,099"},"F4"]
[96516835,"Насос GRUNDFOS","CRN3-11 A-FGJ-G-E-HQQE 3x230/400 50HZ",{"v":1211,"d":"1,211"},"F4"]
[96516858,"Насос GRUNDFOS","CRN3-11 A-FGJ-G-V-HQQV 3x230/400 50HZ",{"v":1233,"d":"1,233"},"F4"]
[96516903,"Насос GRUNDFOS","CRN3-11 A-P-G-E-HQQE 3x230/400 50HZ",{"v":1144,"d":"1,144"},"F4"]
[96495064,"Насос GRUNDFOS","CRN3-11 A-P-G-V-HQQV 3x230/400 50HZ",{"v":1167,"d":"1,167"},"F4"]
[96516836,"Насос GRUNDFOS","CRN3-12 A-FGJ-G-E-HQQE 3x230/400 50HZ",{"v":1251,"d":"1,251"},"F4"]
[96516859,"Насос GRUNDFOS","CRN3-12 A-FGJ-G-V-HQQV 3x230/400 50HZ",{"v":1275,"d":"1,275"},"F4"]
[96516904,"Насос GRUNDFOS","CRN3-12 A-P-G-E-HQQE 3x230/400 50HZ",{"v":1185,"d":"1,185"},"F4"]
[96516924,"Насос GRUNDFOS","CRN3-12 A-P-G-V-HQQV 3x230/400 50HZ",{"v":1208,"d":"1,208"},"F4"]
[96516837,"Насос GRUNDFOS","CRN3-13 A-FGJ-G-E-HQQE 3x230/400 50HZ",{"v":1292,"d":"1,292"},"F4"]
[96516860,"Насос GRUNDFOS","CRN3-13 A-FGJ-G-V-HQQV 3x230/400 50HZ",{"v":1315,"d":"1,315"},"F4"]
[96516905,"Насос GRUNDFOS","CRN3-13 A-P-G-E-HQQE 3x230/400 50HZ",{"v":1225,"d":"1,225"},"F4"]
[96516925,"Насос GRUNDFOS","CRN3-13 A-P-G-V-HQQV 3x230/400 50HZ",{"v":1248,"d":"1,248"},"F4"]
[96516838,"Насос GRUNDFOS","CRN3-15 A-FGJ-G-E-HQQE 3x230/400 50HZ",{"v":1376,"d":"1,376"},"F4"]
[96516861,"Насос GRUNDFOS","CRN3-15 A-FGJ-G-V-HQQV 3x230/400 50HZ",{"v":1399,"d":"1,399"},"F4"]
[96516906,"Насос GRUNDFOS","CRN3-15 A-P-G-E-HQQE 3x230/400 50HZ",{"v":1309,"d":"1,309"},"F4"]
[96516926,"Насос GRUNDFOS","CRN3-15 A-P-G-V-HQQV 3x230/400 50HZ",{"v":1332,"d":"1,332"},"F4"]
[96516839,"Насос GRUNDFOS","CRN3-17 A-FGJ-G-E-HQQE 3x230/400 50HZ",{"v":1558,"d":"1,558"},"F4"]
[96516862,"Насос GRUNDFOS","CRN3-17 A-FGJ-G-V-HQQV 3x230/400 50HZ",{"v":1582,"d":"1,582"},"F4"]
[96505111,"Насос GRUNDFOS","CRN3-17 A-P-G-E-HQQE 3x230/400 50HZ",{"v":1492,"d":"1,492"},"F4"]
[96516927,"Насос GRUNDFOS","CRN3-17 A-P-G-V-HQQV 3x230/400 50HZ",{"v":1515,"d":"1,515"},"F4"]
[96516840,"Насос GRUNDFOS","CRN3-19 A-FGJ-G-E-HQQE 3x230/400 50HZ",{"v":1640,"d":"1,640"},"F4"]
[96516863,"Насос GRUNDFOS","CRN3-19 A-FGJ-G-V-HQQV 3x230/400 50HZ",{"v":1663,"d":"1,663"},"F4"]
[96516907,"Насос GRUNDFOS","CRN3-19 A-P-G-E-HQQE 3x230/400 50HZ",{"v":1574,"d":"1,574"},"F4"]
[96516928,"Насос GRUNDFOS","CRN3-19 A-P-G-V-HQQV 3x230/400 50HZ",{"v":1597,"d":"1,597"},"F4"]
[96516819,"Насос GRUNDFOS","CRN3-2 A-FGJ-G-E-HQQE 3x230/400 50HZ",842,"F4"]
[96516849,"Насос GRUNDFOS","CRN3-2 A-FGJ-G-V-HQQV 3x230/400 50HZ",866,"F4"]
[96516897,"Насос GRUNDFOS","CRN3-2 A-P-G-E-HQQE 3x230/400 50HZ",776,"F4"]
[96516916,"Насос GRUNDFOS","CRN3-2 A-P-G-V-HQQV 3x230/400 50HZ",798,"F4"]
[96122351,"Насос GRUNDFOS","CRN32-1 A-F-G-E-HQQE 3x400D 50 HZ",{"v":2306,"d":"2,306"},"F4"]
[96514145,"Насос GRUNDFOS","CRN3-21 A-FGJ-G-E-HQQE 3x400D 50HZ",{"v":1699,"d":"1,699"},"F4"]
[96514130,"Насос GRUNDFOS","CRN3-21 A-FGJ-G-V-HQQV 3x400D 50HZ",{"v":1722,"d":"1,722"},"F4"]
[96122379,"Насос GRUNDFOS","CRN32-1 A-F-G-V-HQQV 3x400D 50 HZ",{"v":2342,"d":"2,342"},"F4"]
[96513456,"Насос GRUNDFOS","CRN3-21 A-P-G-E-HQQE 3x400D 50HZ",{"v":1632,"d":"1,632"},"F4"]
[96513464,"Насос GRUNDFOS","CRN3-21 A-P-G-V-HQQV 3x400D 50HZ",{"v":1655,"d":"1,655"},"F4"]
[96122369,"Насос GRUNDFOS","CRN32-10 A-F-G-E-HQQE 3x400/690 50 HZ",{"v":8473,"d":"8,473"},"F4"]
[96122397,"Насос GRUNDFOS","CRN32-10 A-F-G-V-HQQV 3x400/690 50 HZ",{"v":8510,"d":"8,510"},"F4"]
[96122368,"Насос GRUNDFOS","CRN32-10-2 A-F-G-E-HQQE 3x400/690 50 HZ",{"v":8473,"d":"8,473"},"F4"]
[96122396,"Насос GRUNDFOS","CRN32-10-2 A-F-G-V-HQQV 3x400/690 50 HZ",{"v":8510,"d":"8,510"},"F4"]
[96122294,"Насос GRUNDFOS","CRN32-1-1 A-F-G-E-HQQE 3x230/400 50 HZ",{"v":2152,"d":"2,152"},"F4"]
[96122371,"Насос GRUNDFOS","CRN32-11 A-F-G-E-HQQE 3x400/690 50 HZ",{"v":9549,"d":"9,549"},"F4"]
[96122322,"Насос GRUNDFOS","CRN32-1-1 A-F-G-V-HQQV 3x230/400 50 HZ",{"v":2190,"d":"2,190"},"F4"]
[96122399,"Насос GRUNDFOS","CRN32-11 A-F-G-V-HQQV 3x400/690 50 HZ",{"v":9585,"d":"9,585"},"F4"]
[96122370,"Насос GRUNDFOS","CRN32-11-2 A-F-G-E-HQQE 3x400/690 50 HZ",{"v":9549,"d":"9,549"},"F4"]
[96122398,"Насос GRUNDFOS","CRN32-11-2 A-F-G-V-HQQV 3x400/690 50 HZ",{"v":9585,"d":"9,585"},"F4"]
[96122373,"Насос GRUNDFOS","CRN32-12 A-F-G-E-HQQE 3x400/690 50 HZ",{"v":9816,"d":"9,816"},"F4"]
[96122401,"Насос GRUNDFOS","CRN32-12 A-F-G-V-HQQV 3x400/690 50 HZ",{"v":9853,"d":"9,853"},"F4"]
[96122372,"Насос GRUNDFOS","CRN32-12-2 A-F-G-E-HQQE 3x400/690 50 HZ",{"v":9816,"d":"9,816"},"F4"]
[96122400,"Насос GRUNDFOS","CRN32-12-2 A-F-G-V-HQQV 3x400/690 50 HZ",{"v":9853,"d":"9,853"},"F4"]
[96122375,"Насос GRUNDFOS","CRN32-13 A-F-G-E-HQQE 3x400/690 50 HZ",{"v":10904,"d":"10,904"},"F4"]
[96122403,"Насос GRUNDFOS","CRN32-13 A-F-G-V-HQQV 3x400/690 50 HZ",{"v":10940,"d":"10,940"},"F4"]
[96122374,"Насос GRUNDFOS","CRN32-13-2 A-F-G-E-HQQE 3x400/690 50 HZ",{"v":10904,"d":"10,904"},"F4"]
[96122402,"Насос GRUNDFOS","CRN32-13-2 A-F-G-V-HQQV 3x400/690 50 HZ",{"v":10940,"d":"10,940"},"F4"]
[96122377,"Насос GRUNDFOS","CRN32-14 A-F-G-E-HQQE 3x400/690 50 HZ",{"v":11184,"d":"11,184"},"F4"]
[96122405,"Насос GRUNDFOS","CRN32-14 A-F-G-V-HQQV 3x400/690 50 HZ",{"v":11221,"d":"11,221"},"F4"]
[96122376,"Насос GRUNDFOS","CRN32-14-2 A-F-G-E-HQQE 3x400/690 50 HZ",{"v":11184,"d":"11,184"},"F4"]
[96122404,"Насос GRUNDFOS","CRN32-14-2 A-F-G-V-HQQV 3x400/690 50 HZ",{"v":11221,"d":"11,221"},"F4"]
[96122353,"Насос GRUNDFOS","CRN32-2 A-F-G-E-HQQE 3x400D 50 HZ",{"v":2892,"d":"2,892"},"F4"]
[96122381,"Насос GRUNDFOS","CRN32-2 A-F-G-V-HQQV 3x400D 50 HZ",{"v":2928,"d":"2,928"},"F4"]
[96122352,"Насос GRUNDFOS","CRN32-2-2 A-F-G-E-HQQE 3x400D 50 HZ",{"v":2586,"d":"2,586"},"F4"]
[96122380,"Насос GRUNDFOS","CRN32-2-2 A-F-G-V-HQQV 3x400D 50 HZ",{"v":2623,"d":"2,623"},"F4"]
[96122355,"Насос GRUNDFOS","CRN32-3 A-F-G-E-HQQE 3x400D 50 HZ",{"v":3567,"d":"3,567"},"F4"]
[96514146,"Насос GRUNDFOS","CRN3-23 A-FGJ-G-E-HQQE 3x400D 50HZ",{"v":1781,"d":"1,781"},"F4"]
[96514131,"Насос GRUNDFOS","CRN3-23 A-FGJ-G-V-HQQV 3x400D 50HZ",{"v":1804,"d":"1,804"},"F4"]
[96122383,"Насос GRUNDFOS","CRN32-3 A-F-G-V-HQQV 3x400D 50 HZ",{"v":3604,"d":"3,604"},"F4"]
[96513457,"Насос GRUNDFOS","CRN3-23 A-P-G-E-HQQE 3x400D 50HZ",{"v":1714,"d":"1,714"},"F4"]
[96513465,"Насос GRUNDFOS","CRN3-23 A-P-G-V-HQQV 3x400D 50HZ",{"v":1736,"d":"1,736"},"F4"]
[96122354,"Насос GRUNDFOS","CRN32-3-2 A-F-G-E-HQQE 3x400D 50 HZ",{"v":3567,"d":"3,567"},"F4"]
[96122382,"Насос GRUNDFOS","CRN32-3-2 A-F-G-V-HQQV 3x400D 50 HZ",{"v":3604,"d":"3,604"},"F4"]
[96122357,"Насос GRUNDFOS","CRN32-4 A-F-G-E-HQQE 3x400/690 50 HZ",{"v":4408,"d":"4,408"},"F4"]
[96122385,"Насос GRUNDFOS","CRN32-4 A-F-G-V-HQQV 3x400/690 50 HZ",{"v":4444,"d":"4,444"},"F4"]
[96122356,"Насос GRUNDFOS","CRN32-4-2 A-F-G-E-HQQE 3x400/690 50 HZ",{"v":4408,"d":"4,408"},"F4"]
[96122384,"Насос GRUNDFOS","CRN32-4-2 A-F-G-V-HQQV 3x400/690 50 HZ",{"v":4444,"d":"4,444"},"F4"]
[96122359,"Насос GRUNDFOS","CRN32-5 A-F-G-E-HQQE 3x400/690 50 HZ",{"v":5529,"d":"5,529"},"F4"]
[96514147,"Насос GRUNDFOS","CRN3-25 A-FGJ-G-E-HQQE 3x400D 50HZ",{"v":1864,"d":"1,864"},"F4"]
[96514132,"Насос GRUNDFOS","CRN3-25 A-FGJ-G-V-HQQV 3x400D 50HZ",{"v":1887,"d":"1,887"},"F4"]
[96122387,"Насос GRUNDFOS","CRN32-5 A-F-G-V-HQQV 3x400/690 50 HZ",{"v":5565,"d":"5,565"},"F4"]
[96513458,"Насос GRUNDFOS","CRN3-25 A-P-G-E-HQQE 3x400D 50HZ",{"v":1797,"d":"1,797"},"F4"]
[96513466,"Насос GRUNDFOS","CRN3-25 A-P-G-V-HQQV 3x400D 50HZ",{"v":1820,"d":"1,820"},"F4"]
[96122358,"Насос GRUNDFOS","CRN32-5-2 A-F-G-E-HQQE 3x400/690 50 HZ",{"v":5529,"d":"5,529"},"F4"]
[96122386,"Насос GRUNDFOS","CRN32-5-2 A-F-G-V-HQQV 3x400/690 50 HZ",{"v":5565,"d":"5,565"},"F4"]
[96122361,"Насос GRUNDFOS","CRN32-6 A-F-G-E-HQQE 3x400/690 50 HZ",{"v":5809,"d":"5,809"},"F4"]
[96122389,"Насос GRUNDFOS","CRN32-6 A-F-G-V-HQQV 3x400/690 50 HZ",{"v":5846,"d":"5,846"},"F4"]
[96122360,"Насос GRUNDFOS","CRN32-6-2 A-F-G-E-HQQE 3x400/690 50 HZ",{"v":5809,"d":"5,809"},"F4"]
[96122388,"Насос GRUNDFOS","CRN32-6-2 A-F-G-V-HQQV 3x400/690 50 HZ",{"v":5846,"d":"5,846"},"F4"]
[96122363,"Насос GRUNDFOS","CRN32-7 A-F-G-E-HQQE 3x400/690 50 HZ",{"v":6945,"d":"6,945"},"F4"]
[96514148,"Насос GRUNDFOS","CRN3-27 A-FGJ-G-E-HQQE 3x400D 50HZ",{"v":1945,"d":"1,945"},"F4"]
[96514133,"Насос GRUNDFOS","CRN3-27 A-FGJ-G-V-HQQV 3x400D 50HZ",{"v":1968,"d":"1,968"},"F4"]
[96122391,"Насос GRUNDFOS","CRN32-7 A-F-G-V-HQQV 3x400/690 50 HZ",{"v":6982,"d":"6,982"},"F4"]
[96513459,"Насос GRUNDFOS","CRN3-27 A-P-G-E-HQQE 3x400D 50HZ",{"v":1879,"d":"1,879"},"F4"]
[96513467,"Насос GRUNDFOS","CRN3-27 A-P-G-V-HQQV 3x400D 50HZ",{"v":1902,"d":"1,902"},"F4"]
[96122362,"Насос GRUNDFOS","CRN32-7-2 A-F-G-E-HQQE 3x400/690 50 HZ",{"v":6945,"d":"6,945"},"F4"]
[96122390,"Насос GRUNDFOS","CRN32-7-2 A-F-G-V-HQQV 3x400/690 50 HZ",{"v":6982,"d":"6,982"},"F4"]
[96122365,"Насос GRUNDFOS","CRN32-8 A-F-G-E-HQQE 3x400/690 50 HZ",{"v":7212,"d":"7,212"},"F4"]
[96122393,"Насос GRUNDFOS","CRN32-8 A-F-G-V-HQQV 3x400/690 50 HZ",{"v":7249,"d":"7,249"},"F4"]
[96122364,"Насос GRUNDFOS","CRN32-8-2 A-F-G-E-HQQE 3x400/690 50 HZ",{"v":7212,"d":"7,212"},"F4"]
[96122392,"Насос GRUNDFOS","CRN32-8-2 A-F-G-V-HQQV 3x400/690 50 HZ",{"v":7249,"d":"7,249"},"F4"]
[96122367,"Насос GRUNDFOS","CRN32-9 A-F-G-E-HQQE 3x400/690 50 HZ",{"v":8205,"d":"8,205"},"F4"]
[96514149,"Насос GRUNDFOS","CRN3-29 A-FGJ-G-E-HQQE 3x400D 50HZ",{"v":2027,"d":"2,027"},"F4"]
[96514134,"Насос GRUNDFOS","CRN3-29 A-FGJ-G-V-HQQV 3x400D 50HZ",{"v":2049,"d":"2,049"},"F4"]
[96122395,"Насос GRUNDFOS","CRN32-9 A-F-G-V-HQQV 3x400/690 50 HZ",{"v":8243,"d":"8,243"},"F4"]
[96513460,"Насос GRUNDFOS","CRN3-29 A-P-G-E-HQQE 3x400D 50HZ",{"v":1960,"d":"1,960"},"F4"]
[96513468,"Насос GRUNDFOS","CRN3-29 A-P-G-V-HQQV 3x400D 50HZ",{"v":1983,"d":"1,983"},"F4"]
[96122366,"Насос GRUNDFOS","CRN32-9-2 A-F-G-E-HQQE 3x400/690 50 HZ",{"v":8205,"d":"8,205"},"F4"]
[96122394,"Насос GRUNDFOS","CRN32-9-2 A-F-G-V-HQQV 3x400/690 50 HZ",{"v":8243,"d":"8,243"},"F4"]
[96516830,"Насос GRUNDFOS","CRN3-3 A-FGJ-G-E-HQQE 3x230/400 50HZ",883,"F4"]
[96516850,"Насос GRUNDFOS","CRN3-3 A-FGJ-G-V-HQQV 3x230/400 50HZ",906,"F4"]
[96484041,"Насос GRUNDFOS","CRN3-3 A-P-G-E-HQQE 3x230/400 50HZ",816,"F4"]
[96516917,"Насос GRUNDFOS","CRN3-3 A-P-G-V-HQQV 3x230/400 50HZ",839,"F4"]
[96514150,"Насос GRUNDFOS","CRN3-31 A-FGJ-G-E-HQQE 3x400D 50HZ",{"v":2136,"d":"2,136"},"F4"]
[96514135,"Насос GRUNDFOS","CRN3-31 A-FGJ-G-V-HQQV 3x400D 50HZ",{"v":2159,"d":"2,159"},"F4"]
[96513461,"Насос GRUNDFOS","CRN3-31 A-P-G-E-HQQE 3x400D 50HZ",{"v":2069,"d":"2,069"},"F4"]
[96513469,"Насос GRUNDFOS","CRN3-31 A-P-G-V-HQQV 3x400D 50HZ",{"v":2093,"d":"2,093"},"F4"]
[96514151,"Насос GRUNDFOS","CRN3-33 A-FGJ-G-E-HQQE 3x400D 50HZ",{"v":2217,"d":"2,217"},"F4"]
[96514136,"Насос GRUNDFOS","CRN3-33 A-FGJ-G-V-HQQV 3x400D 50HZ",{"v":2240,"d":"2,240"},"F4"]
[96513462,"Насос GRUNDFOS","CRN3-33 A-P-G-E-HQQE 3x400D 50HZ",{"v":2150,"d":"2,150"},"F4"]
[96513480,"Насос GRUNDFOS","CRN3-33 A-P-G-V-HQQV 3x400D 50HZ",{"v":2174,"d":"2,174"},"F4"]
[96514152,"Насос GRUNDFOS","CRN3-36 A-FGJ-G-E-HQQE 3x400D 50HZ",{"v":2342,"d":"2,342"},"F4"]
[96482181,"Насос GRUNDFOS","CRN3-36 A-FGJ-G-V-HQQV 3x400D 50HZ",{"v":2364,"d":"2,364"},"F4"]
[96513463,"Насос GRUNDFOS","CRN3-36 A-P-G-E-HQQE 3x400D 50HZ",{"v":2276,"d":"2,276"},"F4"]
[96513481,"Насос GRUNDFOS","CRN3-36 A-P-G-V-HQQV 3x400D 50HZ",{"v":2298,"d":"2,298"},"F4"]
[96516831,"Насос GRUNDFOS","CRN3-4 A-FGJ-G-E-HQQE 3x230/400 50HZ",921,"F4"]
[96516851,"Насос GRUNDFOS","CRN3-4 A-FGJ-G-V-HQQV 3x230/400 50HZ",944,"F4"]
[96516898,"Насос GRUNDFOS","CRN3-4 A-P-G-E-HQQE 3x230/400 50HZ",854,"F4"]
[96516918,"Насос GRUNDFOS","CRN3-4 A-P-G-V-HQQV 3x230/400 50HZ",877,"F4"]
[96499985,"Насос GRUNDFOS","CRN3-5 A-FGJ-G-E-HQQE 3x230/400 50HZ",962,"F4"]
[96516852,"Насос GRUNDFOS","CRN3-5 A-FGJ-G-V-HQQV 3x230/400 50HZ",985,"F4"]
[96516899,"Насос GRUNDFOS","CRN3-5 A-P-G-E-HQQE 3x230/400 50HZ",895,"F4"]
[96516919,"Насос GRUNDFOS","CRN3-5 A-P-G-V-HQQV 3x230/400 50HZ",918,"F4"]
[96515406,"Насос GRUNDFOS","CRN3-6 A-FGJ-G-E-HQQE 3x230/400 50HZ",{"v":1024,"d":"1,024"},"F4"]
[96516853,"Насос GRUNDFOS","CRN3-6 A-FGJ-G-V-HQQV 3x230/400 50HZ",{"v":1040,"d":"1,040"},"F4"]
[96516900,"Насос GRUNDFOS","CRN3-6 A-P-G-E-HQQE 3x230/400 50HZ",933,"F4"]
[96490318,"Насос GRUNDFOS","CRN3-6 A-P-G-V-HQQV 3x230/400 50HZ",956,"F4"]
[96489124,"Насос GRUNDFOS","CRN3-7 A-FGJ-G-E-HQQE 3x230/400 50HZ",{"v":1035,"d":"1,035"},"F4"]
[96516854,"Насос GRUNDFOS","CRN3-7 A-FGJ-G-V-HQQV 3x230/400 50HZ",{"v":1060,"d":"1,060"},"F4"]
[96493543,"Насос GRUNDFOS","CRN3-7 A-P-G-E-HQQE 3x230/400 50HZ",967,"F4"]
[96516920,"Насос GRUNDFOS","CRN3-7 A-P-G-V-HQQV 3x230/400 50HZ",989,"F4"]
[96516832,"Насос GRUNDFOS","CRN3-8 A-FGJ-G-E-HQQE 3x230/400 50HZ",{"v":1061,"d":"1,061"},"F4"]
[96516855,"Насос GRUNDFOS","CRN3-8 A-FGJ-G-V-HQQV 3x230/400 50HZ",{"v":1084,"d":"1,084"},"F4"]
[96516901,"Насос GRUNDFOS","CRN3-8 A-P-G-E-HQQE 3x230/400 50HZ",994,"F4"]
[96516921,"Насос GRUNDFOS","CRN3-8 A-P-G-V-HQQV 3x230/400 50HZ",{"v":1017,"d":"1,017"},"F4"]
[96516833,"Насос GRUNDFOS","CRN3-9 A-FGJ-G-E-HQQE 3x230/400 50HZ",{"v":1101,"d":"1,101"},"F4"]
[96516856,"Насос GRUNDFOS","CRN3-9 A-FGJ-G-V-HQQV 3x230/400 50HZ",{"v":1124,"d":"1,124"},"F4"]
[96516902,"Насос GRUNDFOS","CRN3-9 A-P-G-E-HQQE 3x230/400 50HZ",{"v":1034,"d":"1,034"},"F4"]
[96516922,"Насос GRUNDFOS","CRN3-9 A-P-G-V-HQQV 3x230/400 50HZ",{"v":1057,"d":"1,057"},"F4"]
[96123117,"Насос GRUNDFOS","CRN45-1 A-F-G-E-HQQE 3x400D 50 HZ",{"v":3032,"d":"3,032"},"F4"]
[96123142,"Насос GRUNDFOS","CRN45-1 A-F-G-V-HQQV 3x400D 50 HZ",{"v":3068,"d":"3,068"},"F4"]
[96123135,"Насос GRUNDFOS","CRN45-10 A-F-G-E-HQQE 3x400/690 50 HZ",{"v":12236,"d":"12,236"},"F4"]
[96123160,"Насос GRUNDFOS","CRN45-10 A-F-G-V-HQQV 3x400/690 50 HZ",{"v":12274,"d":"12,274"},"F4"]
[96123134,"Насос GRUNDFOS","CRN45-10-2 A-F-G-E-HQQE 3x400/690 50 HZ",{"v":12236,"d":"12,236"},"F4"]
[96123159,"Насос GRUNDFOS","CRN45-10-2 A-F-G-V-HQQV 3x400/690 50 HZ",{"v":12274,"d":"12,274"},"F4"]
[96123137,"Насос GRUNDFOS","CRN45-11 A-F-G-E-HQQE 3x400/690 50 HZ",{"v":15668,"d":"15,668"},"F4"]
[96123116,"Насос GRUNDFOS","CRN45-1-1 A-F-G-E-HQQE 3x400D 50 HZ",{"v":2586,"d":"2,586"},"F4"]
[96123162,"Насос GRUNDFOS","CRN45-11 A-F-G-V-HQQV 3x400/690 50 HZ",{"v":15704,"d":"15,704"},"F4"]
[96123141,"Насос GRUNDFOS","CRN45-1-1 A-F-G-V-HQQV 3x400D 50 HZ",{"v":2623,"d":"2,623"},"F4"]
[96123136,"Насос GRUNDFOS","CRN45-11-2 A-F-G-E-HQQE 3x400/690 50 HZ",{"v":15668,"d":"15,668"},"F4"]
[96123161,"Насос GRUNDFOS","CRN45-11-2 A-F-G-V-HQQV 3x400/690 50 HZ",{"v":15704,"d":"15,704"},"F4"]
[96123139,"Насос GRUNDFOS","CRN45-12 A-F-G-E-HQQE 3x400/690 50 HZ",{"v":16027,"d":"16,027"},"F4"]
[96123164,"Насос GRUNDFOS","CRN45-12 A-F-G-V-HQQV 3x400/690 50 HZ",{"v":16064,"d":"16,064"},"F4"]
[96123138,"Насос GRUNDFOS","CRN45-12-2 A-F-G-E-HQQE 3x400/690 50 HZ",{"v":16027,"d":"16,027"},"F4"]
[96123163,"Насос GRUNDFOS","CRN45-12-2 A-F-G-V-HQQV 3x400/690 50 HZ",{"v":16064,"d":"16,064"},"F4"]
[96123140,"Насос GRUNDFOS","CRN45-13-2 A-F-G-E-HQQE 3x400/690 50 HZ",{"v":16381,"d":"16,381"},"F4"]
[96123165,"Насос GRUNDFOS","CRN45-13-2 A-F-G-V-HQQV 3x400/690 50 HZ",{"v":16418,"d":"16,418"},"F4"]
[96123119,"Насос GRUNDFOS","CRN45-2 A-F-G-E-HQQE 3x400/690 50 HZ",{"v":4408,"d":"4,408"},"F4"]
[96123144,"Насос GRUNDFOS","CRN45-2 A-F-G-V-HQQV 3x400/690 50 HZ",{"v":4444,"d":"4,444"},"F4"]
[96123118,"Насос GRUNDFOS","CRN45-2-2 A-F-G-E-HQQE 3x400D 50 HZ",{"v":3643,"d":"3,643"},"F4"]
[96123143,"Насос GRUNDFOS","CRN45-2-2 A-F-G-V-HQQV 3x400D 50 HZ",{"v":3680,"d":"3,680"},"F4"]
[96123121,"Насос GRUNDFOS","CRN45-3 A-F-G-E-HQQE 3x400/690 50 HZ",{"v":5541,"d":"5,541"},"F4"]
[96123146,"Насос GRUNDFOS","CRN45-3 A-F-G-V-HQQV 3x400/690 50 HZ",{"v":5578,"d":"5,578"},"F4"]
[96123120,"Насос GRUNDFOS","CRN45-3-2 A-F-G-E-HQQE 3x400/690 50 HZ",{"v":5541,"d":"5,541"},"F4"]
[96123145,"Насос GRUNDFOS","CRN45-3-2 A-F-G-V-HQQV 3x400/690 50 HZ",{"v":5578,"d":"5,578"},"F4"]
[96123123,"Насос GRUNDFOS","CRN45-4 A-F-G-E-HQQE 3x400/690 50 HZ",{"v":6958,"d":"6,958"},"F4"]
[96123148,"Насос GRUNDFOS","CRN45-4 A-F-G-V-HQQV 3x400/690 50 HZ",{"v":6994,"d":"6,994"},"F4"]
[96123122,"Насос GRUNDFOS","CRN45-4-2 A-F-G-E-HQQE 3x400/690 50 HZ",{"v":6958,"d":"6,958"},"F4"]
[96123147,"Насос GRUNDFOS","CRN45-4-2 A-F-G-V-HQQV 3x400/690 50 HZ",{"v":6994,"d":"6,994"},"F4"]
[96123125,"Насос GRUNDFOS","CRN45-5 A-F-G-E-HQQE 3x400/690 50 HZ",{"v":8181,"d":"8,181"},"F4"]
[96123150,"Насос GRUNDFOS","CRN45-5 A-F-G-V-HQQV 3x400/690 50 HZ",{"v":8217,"d":"8,217"},"F4"]
[96123124,"Насос GRUNDFOS","CRN45-5-2 A-F-G-E-HQQE 3x400/690 50 HZ",{"v":8181,"d":"8,181"},"F4"]
[96123149,"Насос GRUNDFOS","CRN45-5-2 A-F-G-V-HQQV 3x400/690 50 HZ",{"v":8217,"d":"8,217"},"F4"]
[96123127,"Насос GRUNDFOS","CRN45-6 A-F-G-E-HQQE 3x400/690 50 HZ",{"v":9385,"d":"9,385"},"F4"]
[96123152,"Насос GRUNDFOS","CRN45-6 A-F-G-V-HQQV 3x400/690 50 HZ",{"v":9422,"d":"9,422"},"F4"]
[96123126,"Насос GRUNDFOS","CRN45-6-2 A-F-G-E-HQQE 3x400/690 50 HZ",{"v":9385,"d":"9,385"},"F4"]
[96123151,"Насос GRUNDFOS","CRN45-6-2 A-F-G-V-HQQV 3x400/690 50 HZ",{"v":9422,"d":"9,422"},"F4"]
[96123129,"Насос GRUNDFOS","CRN45-7 A-F-G-E-HQQE 3x400/690 50 HZ",{"v":10445,"d":"10,445"},"F4"]
[96123154,"Насос GRUNDFOS","CRN45-7 A-F-G-V-HQQV 3x400/690 50 HZ",{"v":10482,"d":"10,482"},"F4"]
[96123128,"Насос GRUNDFOS","CRN45-7-2 A-F-G-E-HQQE 3x400/690 50 HZ",{"v":10445,"d":"10,445"},"F4"]
[96123153,"Насос GRUNDFOS","CRN45-7-2 A-F-G-V-HQQV 3x400/690 50 HZ",{"v":10482,"d":"10,482"},"F4"]
[96123131,"Насос GRUNDFOS","CRN45-8 A-F-G-E-HQQE 3x400/690 50 HZ",{"v":10735,"d":"10,735"},"F4"]
[96123156,"Насос GRUNDFOS","CRN45-8 A-F-G-V-HQQV 3x400/690 50 HZ",{"v":10773,"d":"10,773"},"F4"]
[96123130,"Насос GRUNDFOS","CRN45-8-2 A-F-G-E-HQQE 3x400/690 50 HZ",{"v":10735,"d":"10,735"},"F4"]
[96123155,"Насос GRUNDFOS","CRN45-8-2 A-F-G-V-HQQV 3x400/690 50 HZ",{"v":10773,"d":"10,773"},"F4"]
[96123133,"Насос GRUNDFOS","CRN45-9 A-F-G-E-HQQE 3x400/690 50 HZ",{"v":11961,"d":"11,961"},"F4"]
[96123158,"Насос GRUNDFOS","CRN45-9 A-F-G-V-HQQV 3x400/690 50 HZ",{"v":11998,"d":"11,998"},"F4"]
[96123132,"Насос GRUNDFOS","CRN45-9-2 A-F-G-E-HQQE 3x400/690 50 HZ",{"v":11028,"d":"11,028"},"F4"]
[96123157,"Насос GRUNDFOS","CRN45-9-2 A-F-G-V-HQQV 3x400/690 50 HZ",{"v":11066,"d":"11,066"},"F4"]
[96517189,"Насос GRUNDFOS","CRN5-10 A-FGJ-G-E-HQQE 3x230/400 50HZ",{"v":1434,"d":"1,434"},"F4"]
[96517210,"Насос GRUNDFOS","CRN5-10 A-FGJ-G-V-HQQV 3x230/400 50HZ",{"v":1457,"d":"1,457"},"F4"]
[96492985,"Насос GRUNDFOS","CRN5-10 A-P-G-E-HQQE 3x230/400 50HZ",{"v":1368,"d":"1,368"},"F4"]
[96517268,"Насос GRUNDFOS","CRN5-10 A-P-G-V-HQQV 3x230/400 50HZ",{"v":1391,"d":"1,391"},"F4"]
[96514198,"Насос GRUNDFOS","CRN5-11 A-FGJ-G-E-HQQE 3x400D 50HZ",{"v":1569,"d":"1,569"},"F4"]
[96514161,"Насос GRUNDFOS","CRN5-11 A-FGJ-G-V-HQQV 3x400D 50HZ",{"v":1592,"d":"1,592"},"F4"]
[96513482,"Насос GRUNDFOS","CRN5-11 A-P-G-E-HQQE 3x400D 50HZ",{"v":1502,"d":"1,502"},"F4"]
[96513496,"Насос GRUNDFOS","CRN5-11 A-P-G-V-HQQV 3x400D 50HZ",{"v":1525,"d":"1,525"},"F4"]
[96514199,"Насос GRUNDFOS","CRN5-12 A-FGJ-G-E-HQQE 3x400D 50HZ",{"v":1610,"d":"1,610"},"F4"]
[96514162,"Насос GRUNDFOS","CRN5-12 A-FGJ-G-V-HQQV 3x400D 50HZ",{"v":1633,"d":"1,633"},"F4"]
[96513483,"Насос GRUNDFOS","CRN5-12 A-P-G-E-HQQE 3x400D 50HZ",{"v":1543,"d":"1,543"},"F4"]
[96513497,"Насос GRUNDFOS","CRN5-12 A-P-G-V-HQQV 3x400D 50HZ",{"v":1567,"d":"1,567"},"F4"]
[96514200,"Насос GRUNDFOS","CRN5-13 A-FGJ-G-E-HQQE 3x400D 50HZ",{"v":1650,"d":"1,650"},"F4"]
[96514163,"Насос GRUNDFOS","CRN5-13 A-FGJ-G-V-HQQV 3x400D 50HZ",{"v":1674,"d":"1,674"},"F4"]
[96513484,"Насос GRUNDFOS","CRN5-13 A-P-G-E-HQQE 3x400D 50HZ",{"v":1584,"d":"1,584"},"F4"]
[96513498,"Насос GRUNDFOS","CRN5-13 A-P-G-V-HQQV 3x400D 50HZ",{"v":1607,"d":"1,607"},"F4"]
[96514201,"Насос GRUNDFOS","CRN5-14 A-FGJ-G-E-HQQE 3x400D 50HZ",{"v":1691,"d":"1,691"},"F4"]
[96482654,"Насос GRUNDFOS","CRN5-14 A-FGJ-G-V-HQQV 3x400D 50HZ",{"v":1714,"d":"1,714"},"F4"]
[96513485,"Насос GRUNDFOS","CRN5-14 A-P-G-E-HQQE 3x400D 50HZ",{"v":1624,"d":"1,624"},"F4"]
[96513499,"Насос GRUNDFOS","CRN5-14 A-P-G-V-HQQV 3x400D 50HZ",{"v":1647,"d":"1,647"},"F4"]
[96514202,"Насос GRUNDFOS","CRN5-15 A-FGJ-G-E-HQQE 3x400D 50HZ",{"v":1732,"d":"1,732"},"F4"]
[96514164,"Насос GRUNDFOS","CRN5-15 A-FGJ-G-V-HQQV 3x400D 50HZ",{"v":1755,"d":"1,755"},"F4"]
[96513486,"Насос GRUNDFOS","CRN5-15 A-P-G-E-HQQE 3x400D 50HZ",{"v":1665,"d":"1,665"},"F4"]
[96513500,"Насос GRUNDFOS","CRN5-15 A-P-G-V-HQQV 3x400D 50HZ",{"v":1688,"d":"1,688"},"F4"]
[96514203,"Насос GRUNDFOS","CRN5-16 A-FGJ-G-E-HQQE 3x400D 50HZ",{"v":1773,"d":"1,773"},"F4"]
[96514165,"Насос GRUNDFOS","CRN5-16 A-FGJ-G-V-HQQV 3x400D 50HZ",{"v":1796,"d":"1,796"},"F4"]
[96513487,"Насос GRUNDFOS","CRN5-16 A-P-G-E-HQQE 3x400D 50HZ",{"v":1706,"d":"1,706"},"F4"]
[96513501,"Насос GRUNDFOS","CRN5-16 A-P-G-V-HQQV 3x400D 50HZ",{"v":1729,"d":"1,729"},"F4"]
[96514205,"Насос GRUNDFOS","CRN5-18 A-FGJ-G-E-HQQE 3x400D 50HZ",{"v":1965,"d":"1,965"},"F4"]
[96514166,"Насос GRUNDFOS","CRN5-18 A-FGJ-G-V-HQQV 3x400D 50HZ",{"v":1989,"d":"1,989"},"F4"]
[96513488,"Насос GRUNDFOS","CRN5-18 A-P-G-E-HQQE 3x400D 50HZ",{"v":1899,"d":"1,899"},"F4"]
[96513502,"Насос GRUNDFOS","CRN5-18 A-P-G-V-HQQV 3x400D 50HZ",{"v":1922,"d":"1,922"},"F4"]
[96485023,"Насос GRUNDFOS","CRN5-2 A-FGJ-G-E-HQQE 3x230/400 50HZ",918,"F4"]
[96486448,"Насос GRUNDFOS","CRN5-2 A-FGJ-G-V-HQQV 3x230/400 50HZ",941,"F4"]
[96517239,"Насос GRUNDFOS","CRN5-2 A-P-G-E-HQQE 3x230/400 50HZ",851,"F4"]
[96517261,"Насос GRUNDFOS","CRN5-2 A-P-G-V-HQQV 3x230/400 50HZ",875,"F4"]
[96514206,"Насос GRUNDFOS","CRN5-20 A-FGJ-G-E-HQQE 3x400D 50HZ",{"v":2047,"d":"2,047"},"F4"]
[96514167,"Насос GRUNDFOS","CRN5-20 A-FGJ-G-V-HQQV 3x400D 50HZ",{"v":2071,"d":"2,071"},"F4"]
[96513489,"Насос GRUNDFOS","CRN5-20 A-P-G-E-HQQE 3x400D 50HZ",{"v":1981,"d":"1,981"},"F4"]
[96513503,"Насос GRUNDFOS","CRN5-20 A-P-G-V-HQQV 3x400D 50HZ",{"v":2004,"d":"2,004"},"F4"]
[96514207,"Насос GRUNDFOS","CRN5-22 A-FGJ-G-E-HQQE 3x400D 50HZ",{"v":2116,"d":"2,116"},"F4"]
[96514168,"Насос GRUNDFOS","CRN5-22 A-FGJ-G-V-HQQV 3x400D 50HZ",{"v":2139,"d":"2,139"},"F4"]
[96513490,"Насос GRUNDFOS","CRN5-22 A-P-G-E-HQQE 3x400D 50HZ",{"v":2049,"d":"2,049"},"F4"]
[96513504,"Насос GRUNDFOS","CRN5-22 A-P-G-V-HQQV 3x400D 50HZ",{"v":2073,"d":"2,073"},"F4"]
[96514208,"Насос GRUNDFOS","CRN5-24 A-FGJ-G-E-HQQE 3x400D 50HZ",{"v":2197,"d":"2,197"},"F4"]
[96514169,"Насос GRUNDFOS","CRN5-24 A-FGJ-G-V-HQQV 3x400D 50HZ",{"v":2220,"d":"2,220"},"F4"]
[96513491,"Насос GRUNDFOS","CRN5-24 A-P-G-E-HQQE 3x400D 50HZ",{"v":2130,"d":"2,130"},"F4"]
[96513505,"Насос GRUNDFOS","CRN5-24 A-P-G-V-HQQV 3x400D 50HZ",{"v":2153,"d":"2,153"},"F4"]
[96514209,"Насос GRUNDFOS","CRN5-26 A-FGJ-G-E-HQQE 3x400D 50HZ",{"v":2279,"d":"2,279"},"F4"]
[96514170,"Насос GRUNDFOS","CRN5-26 A-FGJ-G-V-HQQV 3x400D 50HZ",{"v":2302,"d":"2,302"},"F4"]
[96513492,"Насос GRUNDFOS","CRN5-26 A-P-G-E-HQQE 3x400D 50HZ",{"v":2212,"d":"2,212"},"F4"]
[96513506,"Насос GRUNDFOS","CRN5-26 A-P-G-V-HQQV 3x400D 50HZ",{"v":2235,"d":"2,235"},"F4"]
[96514220,"Насос GRUNDFOS","CRN5-29 A-FGJ-G-E-HQQE 3x400D 50HZ",{"v":2403,"d":"2,403"},"F4"]
[96514171,"Насос GRUNDFOS","CRN5-29 A-FGJ-G-V-HQQV 3x400D 50HZ",{"v":2426,"d":"2,426"},"F4"]
[96513493,"Насос GRUNDFOS","CRN5-29 A-P-G-E-HQQE 3x400D 50HZ",{"v":2336,"d":"2,336"},"F4"]
[96513507,"Насос GRUNDFOS","CRN5-29 A-P-G-V-HQQV 3x400D 50HZ",{"v":2359,"d":"2,359"},"F4"]
[96517182,"Насос GRUNDFOS","CRN5-3 A-FGJ-G-E-HQQE 3x230/400 50HZ",956,"F4"]
[96517204,"Насос GRUNDFOS","CRN5-3 A-FGJ-G-V-HQQV 3x230/400 50HZ",980,"F4"]
[96517240,"Насос GRUNDFOS","CRN5-3 A-P-G-E-HQQE 3x230/400 50HZ",890,"F4"]
[96517262,"Насос GRUNDFOS","CRN5-3 A-P-G-V-HQQV 3x230/400 50HZ",913,"F4"]
[96514221,"Насос GRUNDFOS","CRN5-32 A-FGJ-G-E-HQQE 3x400D 50HZ",{"v":2728,"d":"2,728"},"F4"]
[96514172,"Насос GRUNDFOS","CRN5-32 A-FGJ-G-V-HQQV 3x400D 50HZ",{"v":2751,"d":"2,751"},"F4"]
[96513494,"Насос GRUNDFOS","CRN5-32 A-P-G-E-HQQE 3x400D 50HZ",{"v":2661,"d":"2,661"},"F4"]
[96513508,"Насос GRUNDFOS","CRN5-32 A-P-G-V-HQQV 3x400D 50HZ",{"v":2685,"d":"2,685"},"F4"]
[96514222,"Насос GRUNDFOS","CRN5-36 A-FGJ-G-E-HQQE 3x400D 50HZ",{"v":2894,"d":"2,894"},"F4"]
[96514173,"Насос GRUNDFOS","CRN5-36 A-FGJ-G-V-HQQV 3x400D 50HZ",{"v":2917,"d":"2,917"},"F4"]
[96513495,"Насос GRUNDFOS","CRN5-36 A-P-G-E-HQQE 3x400D 50HZ",{"v":2827,"d":"2,827"},"F4"]
[96513509,"Насос GRUNDFOS","CRN5-36 A-P-G-V-HQQV 3x400D 50HZ",{"v":2850,"d":"2,850"},"F4"]
[96517183,"Насос GRUNDFOS","CRN5-4 A-FGJ-G-E-HQQE 3x230/400 50HZ",{"v":1022,"d":"1,022"},"F4"]
[96517205,"Насос GRUNDFOS","CRN5-4 A-FGJ-G-V-HQQV 3x230/400 50HZ",{"v":1045,"d":"1,045"},"F4"]
[96517241,"Насос GRUNDFOS","CRN5-4 A-P-G-E-HQQE 3x230/400 50HZ",955,"F4"]
[96511913,"Насос GRUNDFOS","CRN5-4 A-P-G-V-HQQV 3x230/400 50HZ",979,"F4"]
[96517184,"Насос GRUNDFOS","CRN5-5 A-FGJ-G-E-HQQE 3x230/400 50HZ",{"v":1104,"d":"1,104"},"F4"]
[96517206,"Насос GRUNDFOS","CRN5-5 A-FGJ-G-V-HQQV 3x230/400 50HZ",{"v":1127,"d":"1,127"},"F4"]
[96517242,"Насос GRUNDFOS","CRN5-5 A-P-G-E-HQQE 3x230/400 50HZ",{"v":1037,"d":"1,037"},"F4"]
[96517263,"Насос GRUNDFOS","CRN5-5 A-P-G-V-HQQV 3x230/400 50HZ",{"v":1061,"d":"1,061"},"F4"]
[96517185,"Насос GRUNDFOS","CRN5-6 A-FGJ-G-E-HQQE 3x230/400 50HZ",{"v":1122,"d":"1,122"},"F4"]
[96517207,"Насос GRUNDFOS","CRN5-6 A-FGJ-G-V-HQQV 3x230/400 50HZ",{"v":1144,"d":"1,144"},"F4"]
[96517243,"Насос GRUNDFOS","CRN5-6 A-P-G-E-HQQE 3x230/400 50HZ",{"v":1055,"d":"1,055"},"F4"]
[96517264,"Насос GRUNDFOS","CRN5-6 A-P-G-V-HQQV 3x230/400 50HZ",{"v":1078,"d":"1,078"},"F4"]
[96517186,"Насос GRUNDFOS","CRN5-7 A-FGJ-G-E-HQQE 3x230/400 50HZ",{"v":1165,"d":"1,165"},"F4"]
[96496290,"Насос GRUNDFOS","CRN5-7 A-FGJ-G-V-HQQV 3x230/400 50HZ",{"v":1188,"d":"1,188"},"F4"]
[96517244,"Насос GRUNDFOS","CRN5-7 A-P-G-E-HQQE 3x230/400 50HZ",{"v":1098,"d":"1,098"},"F4"]
[96517265,"Насос GRUNDFOS","CRN5-7 A-P-G-V-HQQV 3x230/400 50HZ",{"v":1121,"d":"1,121"},"F4"]
[96517187,"Насос GRUNDFOS","CRN5-8 A-FGJ-G-E-HQQE 3x230/400 50HZ",{"v":1206,"d":"1,206"},"F4"]
[96517208,"Насос GRUNDFOS","CRN5-8 A-FGJ-G-V-HQQV 3x230/400 50HZ",{"v":1229,"d":"1,229"},"F4"]
[96517245,"Насос GRUNDFOS","CRN5-8 A-P-G-E-HQQE 3x230/400 50HZ",{"v":1139,"d":"1,139"},"F4"]
[96517266,"Насос GRUNDFOS","CRN5-8 A-P-G-V-HQQV 3x230/400 50HZ",{"v":1163,"d":"1,163"},"F4"]
[96517188,"Насос GRUNDFOS","CRN5-9 A-FGJ-G-E-HQQE 3x230/400 50HZ",{"v":1394,"d":"1,394"},"F4"]
[96517209,"Насос GRUNDFOS","CRN5-9 A-FGJ-G-V-HQQV 3x230/400 50HZ",{"v":1417,"d":"1,417"},"F4"]
[96517246,"Насос GRUNDFOS","CRN5-9 A-P-G-E-HQQE 3x230/400 50HZ",{"v":1327,"d":"1,327"},"F4"]
[96517267,"Насос GRUNDFOS","CRN5-9 A-P-G-V-HQQV 3x230/400 50HZ",{"v":1350,"d":"1,350"},"F4"]
[96123775,"Насос GRUNDFOS","CRN64-1 A-F-G-E-HQQE 3x400D 50 HZ",{"v":3618,"d":"3,618"},"F4"]
[96123797,"Насос GRUNDFOS","CRN64-1 A-F-G-V-HQQV 3x400D 50 HZ",{"v":3654,"d":"3,654"},"F4"]
[96123774,"Насос GRUNDFOS","CRN64-1-1 A-F-G-E-HQQE 3x400D 50 HZ",{"v":3093,"d":"3,093"},"F4"]
[96123796,"Насос GRUNDFOS","CRN64-1-1 A-F-G-V-HQQV 3x400D 50 HZ",{"v":3130,"d":"3,130"},"F4"]
[96123778,"Насос GRUNDFOS","CRN64-2 A-F-G-E-HQQE 3x400/690 50 HZ",{"v":5273,"d":"5,273"},"F4"]
[96123800,"Насос GRUNDFOS","CRN64-2 A-F-G-V-HQQV 3x400/690 50 HZ",{"v":5311,"d":"5,311"},"F4"]
[96123777,"Насос GRUNDFOS","CRN64-2-1 A-F-G-E-HQQE 3x400/690 50 HZ",{"v":5273,"d":"5,273"},"F4"]
[96123799,"Насос GRUNDFOS","CRN64-2-1 A-F-G-V-HQQV 3x400/690 50 HZ",{"v":5311,"d":"5,311"},"F4"]
[96123776,"Насос GRUNDFOS","CRN64-2-2 A-F-G-E-HQQE 3x400/690 50 HZ",{"v":4471,"d":"4,471"},"F4"]
[96123798,"Насос GRUNDFOS","CRN64-2-2 A-F-G-V-HQQV 3x400/690 50 HZ",{"v":4508,"d":"4,508"},"F4"]
[96123781,"Насос GRUNDFOS","CRN64-3 A-F-G-E-HQQE 3x400/690 50 HZ",{"v":7704,"d":"7,704"},"F4"]
[96123803,"Насос GRUNDFOS","CRN64-3 A-F-G-V-HQQV 3x400/690 50 HZ",{"v":7741,"d":"7,741"},"F4"]
[96123780,"Насос GRUNDFOS","CRN64-3-1 A-F-G-E-HQQE 3x400/690 50 HZ",{"v":6782,"d":"6,782"},"F4"]
[96123802,"Насос GRUNDFOS","CRN64-3-1 A-F-G-V-HQQV 3x400/690 50 HZ",{"v":6819,"d":"6,819"},"F4"]
[96123779,"Насос GRUNDFOS","CRN64-3-2 A-F-G-E-HQQE 3x400/690 50 HZ",{"v":6782,"d":"6,782"},"F4"]
[96123801,"Насос GRUNDFOS","CRN64-3-2 A-F-G-V-HQQV 3x400/690 50 HZ",{"v":6819,"d":"6,819"},"F4"]
[96123784,"Насос GRUNDFOS","CRN64-4 A-F-G-E-HQQE 3x400/690 50 HZ",{"v":8955,"d":"8,955"},"F4"]
[96123806,"Насос GRUNDFOS","CRN64-4 A-F-G-V-HQQV 3x400/690 50 HZ",{"v":8992,"d":"8,992"},"F4"]
[96123783,"Насос GRUNDFOS","CRN64-4-1 A-F-G-E-HQQE 3x400/690 50 HZ",{"v":8955,"d":"8,955"},"F4"]
[96123805,"Насос GRUNDFOS","CRN64-4-1 A-F-G-V-HQQV 3x400/690 50 HZ",{"v":8992,"d":"8,992"},"F4"]
[96123782,"Насос GRUNDFOS","CRN64-4-2 A-F-G-E-HQQE 3x400/690 50 HZ",{"v":8025,"d":"8,025"},"F4"]
[96123804,"Насос GRUNDFOS","CRN64-4-2 A-F-G-V-HQQV 3x400/690 50 HZ",{"v":8062,"d":"8,062"},"F4"]
[96123787,"Насос GRUNDFOS","CRN64-5 A-F-G-E-HQQE 3x400/690 50 HZ",{"v":9681,"d":"9,681"},"F4"]
[96123809,"Насос GRUNDFOS","CRN64-5 A-F-G-V-HQQV 3x400/690 50 HZ",{"v":9718,"d":"9,718"},"F4"]
[96123786,"Насос GRUNDFOS","CRN64-5-1 A-F-G-E-HQQE 3x400/690 50 HZ",{"v":9681,"d":"9,681"},"F4"]
[96123808,"Насос GRUNDFOS","CRN64-5-1 A-F-G-V-HQQV 3x400/690 50 HZ",{"v":9718,"d":"9,718"},"F4"]
[96123785,"Насос GRUNDFOS","CRN64-5-2 A-F-G-E-HQQE 3x400/690 50 HZ",{"v":9681,"d":"9,681"},"F4"]
[96123807,"Насос GRUNDFOS","CRN64-5-2 A-F-G-V-HQQV 3x400/690 50 HZ",{"v":9718,"d":"9,718"},"F4"]
[96123790,"Насос GRUNDFOS","CRN64-6 A-F-G-E-HQQE 3x400/690 50 HZ",{"v":11694,"d":"11,694"},"F4"]
[96123812,"Насос GRUNDFOS","CRN64-6 A-F-G-V-HQQV 3x400/690 50 HZ",{"v":11730,"d":"11,730"},"F4"]
[96123789,"Насос GRUNDFOS","CRN64-6-1 A-F-G-E-HQQE 3x400/690 50 HZ",{"v":11694,"d":"11,694"},"F4"]
[96123811,"Насос GRUNDFOS","CRN64-6-1 A-F-G-V-HQQV 3x400/690 50 HZ",{"v":11730,"d":"11,730"},"F4"]
[96123788,"Насос GRUNDFOS","CRN64-6-2 A-F-G-E-HQQE 3x400/690 50 HZ",{"v":10004,"d":"10,004"},"F4"]
[96123810,"Насос GRUNDFOS","CRN64-6-2 A-F-G-V-HQQV 3x400/690 50 HZ",{"v":10041,"d":"10,041"},"F4"]
[96123793,"Насос GRUNDFOS","CRN64-7 A-F-G-E-HQQE 3x400/690 50 HZ",{"v":15795,"d":"15,795"},"F4"]
[96123815,"Насос GRUNDFOS","CRN64-7 A-F-G-V-HQQV 3x400/690 50 HZ",{"v":15832,"d":"15,832"},"F4"]
[96123792,"Насос GRUNDFOS","CRN64-7-1 A-F-G-E-HQQE 3x400/690 50 HZ",{"v":11987,"d":"11,987"},"F4"]
[96123814,"Насос GRUNDFOS","CRN64-7-1 A-F-G-V-HQQV 3x400/690 50 HZ",{"v":12023,"d":"12,023"},"F4"]
[96123791,"Насос GRUNDFOS","CRN64-7-2 A-F-G-E-HQQE 3x400/690 50 HZ",{"v":11987,"d":"11,987"},"F4"]
[96123813,"Насос GRUNDFOS","CRN64-7-2 A-F-G-V-HQQV 3x400/690 50 HZ",{"v":12023,"d":"12,023"},"F4"]
[96123795,"Насос GRUNDFOS","CRN64-8-1 A-F-G-E-HQQE 3x400/690 50 HZ",{"v":16075,"d":"16,075"},"F4"]
[96123817,"Насос GRUNDFOS","CRN64-8-1 A-F-G-V-HQQV 3x400/690 50 HZ",{"v":16113,"d":"16,113"},"F4"]
[96123794,"Насос GRUNDFOS","CRN64-8-2 A-F-G-E-HQQE 3x400/690 50 HZ",{"v":16075,"d":"16,075"},"F4"]
[96123816,"Насос GRUNDFOS","CRN64-8-2 A-F-G-V-HQQV 3x400/690 50 HZ",{"v":16113,"d":"16,113"},"F4"]
[96124225,"Насос GRUNDFOS","CRN90-1 A-F-G-E-HQQE 3x400/690 50 HZ",{"v":4568,"d":"4,568"},"F4"]
[96124237,"Насос GRUNDFOS","CRN90-1 A-F-G-V-HQQV 3x400/690 50 HZ",{"v":4605,"d":"4,605"},"F4"]
[96124224,"Насос GRUNDFOS","CRN90-1-1 A-F-G-E-HQQE 3x400D 50 HZ",{"v":3689,"d":"3,689"},"F4"]
[96124236,"Насос GRUNDFOS","CRN90-1-1 A-F-G-V-HQQV 3x400D 50 HZ",{"v":3726,"d":"3,726"},"F4"]
[96124227,"Насос GRUNDFOS","CRN90-2 A-F-G-E-HQQE 3x400/690 50 HZ",{"v":7266,"d":"7,266"},"F4"]
[96124239,"Насос GRUNDFOS","CRN90-2 A-F-G-V-HQQV 3x400/690 50 HZ",{"v":7302,"d":"7,302"},"F4"]
[96124226,"Насос GRUNDFOS","CRN90-2-2 A-F-G-E-HQQE 3x400/690 50 HZ",{"v":5803,"d":"5,803"},"F4"]
[96124238,"Насос GRUNDFOS","CRN90-2-2 A-F-G-V-HQQV 3x400/690 50 HZ",{"v":5840,"d":"5,840"},"F4"]
[96124229,"Насос GRUNDFOS","CRN90-3 A-F-G-E-HQQE 3x400/690 50 HZ",{"v":9207,"d":"9,207"},"F4"]
[96124241,"Насос GRUNDFOS","CRN90-3 A-F-G-V-HQQV 3x400/690 50 HZ",{"v":9244,"d":"9,244"},"F4"]
[96124228,"Насос GRUNDFOS","CRN90-3-2 A-F-G-E-HQQE 3x400/690 50 HZ",{"v":8295,"d":"8,295"},"F4"]
[96124240,"Насос GRUNDFOS","CRN90-3-2 A-F-G-V-HQQV 3x400/690 50 HZ",{"v":8331,"d":"8,331"},"F4"]
[96124231,"Насос GRUNDFOS","CRN90-4 A-F-G-E-HQQE 3x400/690 50 HZ",{"v":10198,"d":"10,198"},"F4"]
[96124243,"Насос GRUNDFOS","CRN90-4 A-F-G-V-HQQV 3x400/690 50 HZ",{"v":10235,"d":"10,235"},"F4"]
[96124230,"Насос GRUNDFOS","CRN90-4-2 A-F-G-E-HQQE 3x400/690 50 HZ",{"v":10198,"d":"10,198"},"F4"]
[96124242,"Насос GRUNDFOS","CRN90-4-2 A-F-G-V-HQQV 3x400/690 50 HZ",{"v":10235,"d":"10,235"},"F4"]
[96124233,"Насос GRUNDFOS","CRN90-5 A-F-G-E-HQQE 3x400/690 50 HZ",{"v":11642,"d":"11,642"},"F4"]
[96124245,"Насос GRUNDFOS","CRN90-5 A-F-G-V-HQQV 3x400/690 50 HZ",{"v":11680,"d":"11,680"},"F4"]
[96124232,"Насос GRUNDFOS","CRN90-5-2 A-F-G-E-HQQE 3x400/690 50 HZ",{"v":11642,"d":"11,642"},"F4"]
[96124244,"Насос GRUNDFOS","CRN90-5-2 A-F-G-V-HQQV 3x400/690 50 HZ",{"v":11680,"d":"11,680"},"F4"]
[96124235,"Насос GRUNDFOS","CRN90-6 A-F-G-E-HQQE 3x400/690 50 HZ",{"v":14793,"d":"14,793"},"F4"]
[96124247,"Насос GRUNDFOS","CRN90-6 A-F-G-V-HQQV 3x400/690 50 HZ",{"v":14831,"d":"14,831"},"F4"]
[96124234,"Насос GRUNDFOS","CRN90-6-2 A-F-G-E-HQQE 3x400/690 50 HZ",{"v":14793,"d":"14,793"},"F4"]
[96124246,"Насос GRUNDFOS","CRN90-6-2 A-F-G-V-HQQV 3x400/690 50 HZ",{"v":14831,"d":"14,831"},"F4"]
[98390311,"Насос GRUNDFOS","CRNE10-01 A-FGJ-G-E-HQQE 1x200-240 60 HZ",{"v":1795,"d":"1,795"},"F5"]
[98390335,"Насос GRUNDFOS","CRNE10-01 AN-FGJ-G-E-HQQE 1x200-240 60 H",{"v":1956,"d":"1,956"},"F5"]
[98390331,"Насос GRUNDFOS","CRNE10-01 AN-P-G-E-HQQE 1x200-240 60 HZ",{"v":1883,"d":"1,883"},"F5"]
[98390306,"Насос GRUNDFOS","CRNE10-01 A-P-G-E-HQQE 1x200-240 60 HZ",{"v":1722,"d":"1,722"},"F5"]
[98390323,"Насос GRUNDFOS","CRNE10-02 A-FGJ-G-E-HQQE 3x380-500 60 HZ",{"v":2488,"d":"2,488"},"F5"]
[98390347,"Насос GRUNDFOS","CRNE10-02 AN-FGJ-G-E-HQQE 3x380-500 60 H",{"v":2649,"d":"2,649"},"F5"]
[98390343,"Насос GRUNDFOS","CRNE10-02 AN-P-G-E-HQQE 3x380-500 60 HZ",{"v":2576,"d":"2,576"},"F5"]
[98390319,"Насос GRUNDFOS","CRNE10-02 A-P-G-E-HQQE 3x380-500 60 HZ",{"v":2414,"d":"2,414"},"F5"]
[98390324,"Насос GRUNDFOS","CRNE10-03 A-FGJ-G-E-HQQE 3x380-500 60 HZ",{"v":2994,"d":"2,994"},"F5"]
[98390348,"Насос GRUNDFOS","CRNE10-03 AN-FGJ-G-E-HQQE 3x380-500 60 H",{"v":3156,"d":"3,156"},"F5"]
[98390344,"Насос GRUNDFOS","CRNE10-03 AN-P-G-E-HQQE 3x380-500 60 HZ",{"v":3082,"d":"3,082"},"F5"]
[98390320,"Насос GRUNDFOS","CRNE10-03 A-P-G-E-HQQE 3x380-500 60 HZ",{"v":2921,"d":"2,921"},"F5"]
[96514403,"Насос GRUNDFOS","CRNE10-05 A-FGJ-G-E-HQQE 3x400 60 HZ",{"v":3431,"d":"3,431"},"F5"]
[96514465,"Насос GRUNDFOS","CRNE10-05 AN-FGJ-G-E-HQQE 3x400 60 HZ",{"v":3592,"d":"3,592"},"F5"]
[96514473,"Насос GRUNDFOS","CRNE10-05 AN-P-G-E-HQQE 3x400 60 HZ",{"v":3518,"d":"3,518"},"F5"]
[96514411,"Насос GRUNDFOS","CRNE10-05 A-P-G-E-HQQE 3x400 60 HZ",{"v":3357,"d":"3,357"},"F5"]
[96514404,"Насос GRUNDFOS","CRNE10-06 A-FGJ-G-E-HQQE 3x400 60 HZ",{"v":4146,"d":"4,146"},"F5"]
[96514466,"Насос GRUNDFOS","CRNE10-06 AN-FGJ-G-E-HQQE 3x400 60 HZ",{"v":4307,"d":"4,307"},"F5"]
[96514475,"Насос GRUNDFOS","CRNE10-06 AN-P-G-E-HQQE 3x400 60 HZ",{"v":4233,"d":"4,233"},"F5"]
[96514412,"Насос GRUNDFOS","CRNE10-06 A-P-G-E-HQQE 3x400 60 HZ",{"v":4072,"d":"4,072"},"F5"]
[96514405,"Насос GRUNDFOS","CRNE10-09 A-FGJ-G-E-HQQE 3x400 60 HZ",{"v":5062,"d":"5,062"},"F5"]
[96514467,"Насос GRUNDFOS","CRNE10-09 AN-FGJ-G-E-HQQE 3x400 60 HZ",{"v":5224,"d":"5,224"},"F5"]
[96514476,"Насос GRUNDFOS","CRNE10-09 AN-P-G-E-HQQE 3x400 60 HZ",{"v":5151,"d":"5,151"},"F5"]
[96514413,"Насос GRUNDFOS","CRNE10-09 A-P-G-E-HQQE 3x400 60 HZ",{"v":4990,"d":"4,990"},"F5"]
[96514406,"Насос GRUNDFOS","CRNE10-12 A-FGJ-G-E-HQQE 3x400 60 HZ",{"v":6230,"d":"6,230"},"F5"]
[96514468,"Насос GRUNDFOS","CRNE10-12 AN-FGJ-G-E-HQQE 3x400 60 HZ",{"v":6391,"d":"6,391"},"F5"]
[96514477,"Насос GRUNDFOS","CRNE10-12 AN-P-G-E-HQQE 3x400 60 HZ",{"v":6317,"d":"6,317"},"F5"]
[96514414,"Насос GRUNDFOS","CRNE10-12 A-P-G-E-HQQE 3x400 60 HZ",{"v":6156,"d":"6,156"},"F5"]
[96514407,"Насос GRUNDFOS","CRNE10-17 A-FGJ-G-E-HQQE 3x400 60 HZ",{"v":8054,"d":"8,054"},"F5"]
[96514469,"Насос GRUNDFOS","CRNE10-17 AN-FGJ-G-E-HQQE 3x400 60 HZ",{"v":8215,"d":"8,215"},"F5"]
[96514478,"Насос GRUNDFOS","CRNE10-17 AN-P-G-E-HQQE 3x400 60 HZ",{"v":8142,"d":"8,142"},"F5"]
[96514415,"Насос GRUNDFOS","CRNE10-17 A-P-G-E-HQQE 3x400 60 HZ",{"v":7981,"d":"7,981"},"F5"]
[98389463,"Насос GRUNDFOS","CRNE1-13 A-FGJ-G-E-HQQE 1x200-240 60HZ",{"v":2173,"d":"2,173"},"F5"]
[98389545,"Насос GRUNDFOS","CRNE1-13 AN-FGJ-G-E-HQQE 1x200-240 60HZ",{"v":2334,"d":"2,334"},"F5"]
[98389531,"Насос GRUNDFOS","CRNE1-13 AN-P-G-E-HQQE 1x200-240 60HZ",{"v":2270,"d":"2,270"},"F5"]
[98389440,"Насос GRUNDFOS","CRNE1-13 A-P-G-E-HQQE 1x200-240 60HZ",{"v":2109,"d":"2,109"},"F5"]
[98389506,"Насос GRUNDFOS","CRNE1-17 A-FGJ-G-E-HQQE 3x380-500 60HZ",{"v":2874,"d":"2,874"},"F5"]
[98389589,"Насос GRUNDFOS","CRNE1-17 AN-FGJ-G-E-HQQE 3x380-500 60HZ",{"v":3036,"d":"3,036"},"F5"]
[98389574,"Насос GRUNDFOS","CRNE1-17 AN-P-G-E-HQQE 3x380-500 60HZ",{"v":2973,"d":"2,973"},"F5"]
[98389491,"Насос GRUNDFOS","CRNE1-17 A-P-G-E-HQQE 3x380-500 60HZ",{"v":2811,"d":"2,811"},"F5"]
[96856380,"Насос GRUNDFOS","CRNE120-1 A-F-G-E-HQQE 3x400 60 HZ",{"v":12587,"d":"12,587"},"F5"]
[96856381,"Насос GRUNDFOS","CRNE120-1 AN-F-G-E-HQQE 3x400 60 HZ",{"v":12754,"d":"12,754"},"F5"]
[98389507,"Насос GRUNDFOS","CRNE1-25 A-FGJ-G-E-HQQE 3x380-500 60HZ",{"v":3451,"d":"3,451"},"F5"]
[98389591,"Насос GRUNDFOS","CRNE1-25 AN-FGJ-G-E-HQQE 3x380-500 60HZ",{"v":3612,"d":"3,612"},"F5"]
[98389575,"Насос GRUNDFOS","CRNE1-25 AN-P-G-E-HQQE 3x380-500 60HZ",{"v":3549,"d":"3,549"},"F5"]
[98389492,"Насос GRUNDFOS","CRNE1-25 A-P-G-E-HQQE 3x380-500 60HZ",{"v":3388,"d":"3,388"},"F5"]
[96553971,"Насос GRUNDFOS","CRNE1-27 A-FGJ-G-E-HQQE 3x400 60HZ",{"v":4066,"d":"4,066"},"F5"]
[96553964,"Насос GRUNDFOS","CRNE1-27 AN-FGJ-G-E-HQQE 3x400 60HZ",{"v":4227,"d":"4,227"},"F5"]
[96553984,"Насос GRUNDFOS","CRNE1-27 A-P-G-E-HQQE 3x400 60HZ",{"v":4003,"d":"4,003"},"F5"]
[98389459,"Насос GRUNDFOS","CRNE1-4 A-FGJ-G-E-HQQE 1x200-240 60HZ",{"v":1557,"d":"1,557"},"F5"]
[98389538,"Насос GRUNDFOS","CRNE1-4 AN-FGJ-G-E-HQQE 1x200-240 60HZ",{"v":1718,"d":"1,718"},"F5"]
[98389527,"Насос GRUNDFOS","CRNE1-4 AN-P-G-E-HQQE 1x200-240 60HZ",{"v":1654,"d":"1,654"},"F5"]
[98389435,"Насос GRUNDFOS","CRNE1-4 A-P-G-E-HQQE 1x200-240 60HZ",{"v":1493,"d":"1,493"},"F5"]
[96856488,"Насос GRUNDFOS","CRNE150-1 A-F-G-E-HQQE 3x400 60 HZ",{"v":14337,"d":"14,337"},"F5"]
[98390746,"Насос GRUNDFOS","CRNE15-01 A-FGJ-G-E-HQQE 3x380-500 60 HZ",{"v":2494,"d":"2,494"},"F5"]
[96856502,"Насос GRUNDFOS","CRNE150-1 AN-F-G-E-HQQE 3x400 60 HZ",{"v":14504,"d":"14,504"},"F5"]
[98390758,"Насос GRUNDFOS","CRNE15-01 AN-FGJ-G-E-HQQE 3x380-500 60 H",{"v":2657,"d":"2,657"},"F5"]
[98390756,"Насос GRUNDFOS","CRNE15-01 AN-P-G-E-HQQE 3x380-500 60 HZ",{"v":2566,"d":"2,566"},"F5"]
[98390743,"Насос GRUNDFOS","CRNE15-01 A-P-G-E-HQQE 3x380-500 60 HZ",{"v":2403,"d":"2,403"},"F5"]
[96856486,"Насос GRUNDFOS","CRNE150-1-1 A-F-G-E-HQQE 3x400 60 HZ",{"v":12587,"d":"12,587"},"F5"]
[96856491,"Насос GRUNDFOS","CRNE150-1-1 AN-F-G-E-HQQE 3x400 60 HZ",{"v":12754,"d":"12,754"},"F5"]
[96514533,"Насос GRUNDFOS","CRNE15-02 A-FGJ-G-E-HQQE 3x400 60 HZ",{"v":3408,"d":"3,408"},"F5"]
[96514602,"Насос GRUNDFOS","CRNE15-02 AN-FGJ-G-E-HQQE 3x400 60 HZ",{"v":3572,"d":"3,572"},"F5"]
[96514610,"Насос GRUNDFOS","CRNE15-02 AN-P-G-E-HQQE 3x400 60 HZ",{"v":3481,"d":"3,481"},"F5"]
[96514541,"Насос GRUNDFOS","CRNE15-02 A-P-G-E-HQQE 3x400 60 HZ",{"v":3317,"d":"3,317"},"F5"]
[96514534,"Насос GRUNDFOS","CRNE15-03 A-FGJ-G-E-HQQE 3x400 60 HZ",{"v":4116,"d":"4,116"},"F5"]
[96514603,"Насос GRUNDFOS","CRNE15-03 AN-FGJ-G-E-HQQE 3x400 60 HZ",{"v":4279,"d":"4,279"},"F5"]
[96514611,"Насос GRUNDFOS","CRNE15-03 AN-P-G-E-HQQE 3x400 60 HZ",{"v":4188,"d":"4,188"},"F5"]
[96514542,"Насос GRUNDFOS","CRNE15-03 A-P-G-E-HQQE 3x400 60 HZ",{"v":4025,"d":"4,025"},"F5"]
[96514535,"Насос GRUNDFOS","CRNE15-04 A-FGJ-G-E-HQQE 3x400 60 HZ",{"v":4948,"d":"4,948"},"F5"]
[96514604,"Насос GRUNDFOS","CRNE15-04 AN-FGJ-G-E-HQQE 3x400 60 HZ",{"v":5112,"d":"5,112"},"F5"]
[96514612,"Насос GRUNDFOS","CRNE15-04 AN-P-G-E-HQQE 3x400 60 HZ",{"v":5020,"d":"5,020"},"F5"]
[96514543,"Насос GRUNDFOS","CRNE15-04 A-P-G-E-HQQE 3x400 60 HZ",{"v":4857,"d":"4,857"},"F5"]
[96514536,"Насос GRUNDFOS","CRNE15-05 A-FGJ-G-E-HQQE 3x400 60 HZ",{"v":5905,"d":"5,905"},"F5"]
[96514605,"Насос GRUNDFOS","CRNE15-05 AN-FGJ-G-E-HQQE 3x400 60 HZ",{"v":6068,"d":"6,068"},"F5"]
[96514613,"Насос GRUNDFOS","CRNE15-05 AN-P-G-E-HQQE 3x400 60 HZ",{"v":5977,"d":"5,977"},"F5"]
[96514544,"Насос GRUNDFOS","CRNE15-05 A-P-G-E-HQQE 3x400 60 HZ",{"v":5814,"d":"5,814"},"F5"]
[96514537,"Насос GRUNDFOS","CRNE15-08 A-FGJ-G-E-HQQE 3x400 60 HZ",{"v":7648,"d":"7,648"},"F5"]
[96514606,"Насос GRUNDFOS","CRNE15-08 AN-FGJ-G-E-HQQE 3x400 60 HZ",{"v":7811,"d":"7,811"},"F5"]
[96514614,"Насос GRUNDFOS","CRNE15-08 AN-P-G-E-HQQE 3x400 60 HZ",{"v":7719,"d":"7,719"},"F5"]
[96514545,"Насос GRUNDFOS","CRNE15-08 A-P-G-E-HQQE 3x400 60 HZ",{"v":7557,"d":"7,557"},"F5"]
[96514538,"Насос GRUNDFOS","CRNE15-10 A-FGJ-G-E-HQQE 3x400 60 HZ",{"v":9402,"d":"9,402"},"F5"]
[96514607,"Насос GRUNDFOS","CRNE15-10 AN-FGJ-G-E-HQQE 3x400 60 HZ",{"v":9564,"d":"9,564"},"F5"]
[96514615,"Насос GRUNDFOS","CRNE15-10 AN-P-G-E-HQQE 3x400 60 HZ",{"v":9473,"d":"9,473"},"F5"]
[96514546,"Насос GRUNDFOS","CRNE15-10 A-P-G-E-HQQE 3x400 60 HZ",{"v":9311,"d":"9,311"},"F5"]
[96514539,"Насос GRUNDFOS","CRNE15-12 A-FGJ-G-E-HQQE 3x400 60 HZ",{"v":11340,"d":"11,340"},"F5"]
[96514608,"Насос GRUNDFOS","CRNE15-12 AN-FGJ-G-E-HQQE 3x400 60 HZ",{"v":11503,"d":"11,503"},"F5"]
[96514616,"Насос GRUNDFOS","CRNE15-12 AN-P-G-E-HQQE 3x400 60 HZ",{"v":11412,"d":"11,412"},"F5"]
[96514547,"Насос GRUNDFOS","CRNE15-12 A-P-G-E-HQQE 3x400 60 HZ",{"v":11249,"d":"11,249"},"F5"]
[98389460,"Насос GRUNDFOS","CRNE1-6 A-FGJ-G-E-HQQE 1x200-240 60HZ",{"v":1681,"d":"1,681"},"F5"]
[98389539,"Насос GRUNDFOS","CRNE1-6 AN-FGJ-G-E-HQQE 1x200-240 60HZ",{"v":1842,"d":"1,842"},"F5"]
[98389529,"Насос GRUNDFOS","CRNE1-6 AN-P-G-E-HQQE 1x200-240 60HZ",{"v":1778,"d":"1,778"},"F5"]
[98389437,"Насос GRUNDFOS","CRNE1-6 A-P-G-E-HQQE 1x200-240 60HZ",{"v":1617,"d":"1,617"},"F5"]
[98389462,"Насос GRUNDFOS","CRNE1-9 A-FGJ-G-E-HQQE 1x200-240 60HZ",{"v":1853,"d":"1,853"},"F5"]
[98389542,"Насос GRUNDFOS","CRNE1-9 AN-FGJ-G-E-HQQE 1x200-240 60HZ",{"v":2014,"d":"2,014"},"F5"]
[98389530,"Насос GRUNDFOS","CRNE1-9 AN-P-G-E-HQQE 1x200-240 60HZ",{"v":1951,"d":"1,951"},"F5"]
[98389438,"Насос GRUNDFOS","CRNE1-9 A-P-G-E-HQQE 1x200-240 60HZ",{"v":1790,"d":"1,790"},"F5"]
[98390792,"Насос GRUNDFOS","CRNE20-01 A-FGJ-G-E-HQQE 3x380-500 60 HZ",{"v":2977,"d":"2,977"},"F5"]
[98390798,"Насос GRUNDFOS","CRNE20-01 AN-FGJ-G-E-HQQE 3x380-500 60 H",{"v":3139,"d":"3,139"},"F5"]
[98390796,"Насос GRUNDFOS","CRNE20-01 AN-P-G-E-HQQE 3x380-500 60 HZ",{"v":3048,"d":"3,048"},"F5"]
[98390789,"Насос GRUNDFOS","CRNE20-01 A-P-G-E-HQQE 3x380-500 60 HZ",{"v":2886,"d":"2,886"},"F5"]
[96514667,"Насос GRUNDFOS","CRNE20-02 A-FGJ-G-E-HQQE 3x400 60 HZ",{"v":4116,"d":"4,116"},"F5"]
[96514727,"Насос GRUNDFOS","CRNE20-02 AN-FGJ-G-E-HQQE 3x400 60 HZ",{"v":4279,"d":"4,279"},"F5"]
[96514734,"Насос GRUNDFOS","CRNE20-02 AN-P-G-E-HQQE 3x400 60 HZ",{"v":4188,"d":"4,188"},"F5"]
[96514674,"Насос GRUNDFOS","CRNE20-02 A-P-G-E-HQQE 3x400 60 HZ",{"v":4025,"d":"4,025"},"F5"]
[96514668,"Насос GRUNDFOS","CRNE20-03 A-FGJ-G-E-HQQE 3x400 60 HZ",{"v":4948,"d":"4,948"},"F5"]
[96514728,"Насос GRUNDFOS","CRNE20-03 AN-FGJ-G-E-HQQE 3x400 60 HZ",{"v":5112,"d":"5,112"},"F5"]
[96514735,"Насос GRUNDFOS","CRNE20-03 AN-P-G-E-HQQE 3x400 60 HZ",{"v":5020,"d":"5,020"},"F5"]
[96514675,"Насос GRUNDFOS","CRNE20-03 A-P-G-E-HQQE 3x400 60 HZ",{"v":4857,"d":"4,857"},"F5"]
[96514669,"Насос GRUNDFOS","CRNE20-04 A-FGJ-G-E-HQQE 3x400 60 HZ",{"v":5905,"d":"5,905"},"F5"]
[96514729,"Насос GRUNDFOS","CRNE20-04 AN-FGJ-G-E-HQQE 3x400 60 HZ",{"v":6068,"d":"6,068"},"F5"]
[96514736,"Насос GRUNDFOS","CRNE20-04 AN-P-G-E-HQQE 3x400 60 HZ",{"v":5977,"d":"5,977"},"F5"]
[96514676,"Насос GRUNDFOS","CRNE20-04 A-P-G-E-HQQE 3x400 60 HZ",{"v":5814,"d":"5,814"},"F5"]
[96514670,"Насос GRUNDFOS","CRNE20-06 A-FGJ-G-E-HQQE 3x400 60 HZ",{"v":7648,"d":"7,648"},"F5"]
[96514730,"Насос GRUNDFOS","CRNE20-06 AN-FGJ-G-E-HQQE 3x400 60 HZ",{"v":7811,"d":"7,811"},"F5"]
[96514737,"Насос GRUNDFOS","CRNE20-06 AN-P-G-E-HQQE 3x400 60 HZ",{"v":7719,"d":"7,719"},"F5"]
[96514677,"Насос GRUNDFOS","CRNE20-06 A-P-G-E-HQQE 3x400 60 HZ",{"v":7557,"d":"7,557"},"F5"]
[96514671,"Насос GRUNDFOS","CRNE20-08 A-FGJ-G-E-HQQE 3x400 60 HZ",{"v":9402,"d":"9,402"},"F5"]
[96514731,"Насос GRUNDFOS","CRNE20-08 AN-FGJ-G-E-HQQE 3x400 60 HZ",{"v":9564,"d":"9,564"},"F5"]
[96514738,"Насос GRUNDFOS","CRNE20-08 AN-P-G-E-HQQE 3x400 60 HZ",{"v":9473,"d":"9,473"},"F5"]
[96514678,"Насос GRUNDFOS","CRNE20-08 A-P-G-E-HQQE 3x400 60 HZ",{"v":9311,"d":"9,311"},"F5"]
[96514672,"Насос GRUNDFOS","CRNE20-10 A-FGJ-G-E-HQQE 3x400 60 HZ",{"v":11340,"d":"11,340"},"F5"]
[96514732,"Насос GRUNDFOS","CRNE20-10 AN-FGJ-G-E-HQQE 3x400 60 HZ",{"v":11503,"d":"11,503"},"F5"]
[96514739,"Насос GRUNDFOS","CRNE20-10 AN-P-G-E-HQQE 3x400 60 HZ",{"v":11412,"d":"11,412"},"F5"]
[96514679,"Насос GRUNDFOS","CRNE20-10 A-P-G-E-HQQE 3x400 60 HZ",{"v":11249,"d":"11,249"},"F5"]
[98389893,"Насос GRUNDFOS","CRNE3-11 A-FGJ-G-E-HQQE 3x380-500 60HZ",{"v":2573,"d":"2,573"},"F5"]
[98389976,"Насос GRUNDFOS","CRNE3-11 AN-FGJ-G-E-HQQE 3x380-500 60HZ",{"v":2734,"d":"2,734"},"F5"]
[98389954,"Насос GRUNDFOS","CRNE3-11 AN-P-G-E-HQQE 3x380-500 60HZ",{"v":2670,"d":"2,670"},"F5"]
[98389880,"Насос GRUNDFOS","CRNE3-11 A-P-G-E-HQQE 3x380-500 60HZ",{"v":2509,"d":"2,509"},"F5"]
[98389894,"Насос GRUNDFOS","CRNE3-17 A-FGJ-G-E-HQQE 3x380-500 60HZ",{"v":3173,"d":"3,173"},"F5"]
[98389977,"Насос GRUNDFOS","CRNE3-17 AN-FGJ-G-E-HQQE 3x380-500 60HZ",{"v":3334,"d":"3,334"},"F5"]
[98389955,"Насос GRUNDFOS","CRNE3-17 AN-P-G-E-HQQE 3x380-500 60HZ",{"v":3271,"d":"3,271"},"F5"]
[98389881,"Насос GRUNDFOS","CRNE3-17 A-P-G-E-HQQE 3x380-500 60HZ",{"v":3110,"d":"3,110"},"F5"]
[98389844,"Насос GRUNDFOS","CRNE3-2 A-FGJ-G-E-HQQE 1x200-240 60HZ",{"v":1499,"d":"1,499"},"F5"]
[98389924,"Насос GRUNDFOS","CRNE3-2 AN-FGJ-G-E-HQQE 1x200-240 60HZ",{"v":1659,"d":"1,659"},"F5"]
[98389914,"Насос GRUNDFOS","CRNE3-2 AN-P-G-E-HQQE 1x200-240 60HZ",{"v":1596,"d":"1,596"},"F5"]
[98389832,"Насос GRUNDFOS","CRNE3-2 A-P-G-E-HQQE 1x200-240 60HZ",{"v":1435,"d":"1,435"},"F5"]
[96122695,"Насос GRUNDFOS","CRNE32-1 A-F-G-E-HQQE 3x400 60 HZ",{"v":4097,"d":"4,097"},"F5"]
[96122703,"Насос GRUNDFOS","CRNE32-1 AN-F-G-E-HQQE 3x400 60 HZ",{"v":4264,"d":"4,264"},"F5"]
[98390934,"Насос GRUNDFOS","CRNE32-1-1 A-F-G-E-HQQE 3x380-500 60 HZ",{"v":3751,"d":"3,751"},"F5"]
[98390936,"Насос GRUNDFOS","CRNE32-1-1 AN-F-G-E-HQQE 3x380-500 60 HZ",{"v":3919,"d":"3,919"},"F5"]
[96122697,"Насос GRUNDFOS","CRNE32-2 A-F-G-E-HQQE 3x400 60 HZ",{"v":6920,"d":"6,920"},"F5"]
[96122705,"Насос GRUNDFOS","CRNE32-2 AN-F-G-E-HQQE 3x400 60 HZ",{"v":7088,"d":"7,088"},"F5"]
[96122696,"Насос GRUNDFOS","CRNE32-2-1 A-F-G-E-HQQE 3x400 60 HZ",{"v":5797,"d":"5,797"},"F5"]
[96122704,"Насос GRUNDFOS","CRNE32-2-1 AN-F-G-E-HQQE 3x400 60 HZ",{"v":5965,"d":"5,965"},"F5"]
[96554016,"Насос GRUNDFOS","CRNE3-23 A-FGJ-G-E-HQQE 3x400 60HZ",{"v":3650,"d":"3,650"},"F5"]
[96553991,"Насос GRUNDFOS","CRNE3-23 AN-FGJ-G-E-HQQE 3x400 60HZ",{"v":3812,"d":"3,812"},"F5"]
[96554029,"Насос GRUNDFOS","CRNE3-23 AN-P-G-E-HQQE 3x400 60HZ",{"v":3748,"d":"3,748"},"F5"]
[96554038,"Насос GRUNDFOS","CRNE3-23 A-P-G-E-HQQE 3x400 60HZ",{"v":3586,"d":"3,586"},"F5"]
[96122698,"Насос GRUNDFOS","CRNE32-4-2 A-F-G-E-HQQE 3x400 60 HZ",{"v":9195,"d":"9,195"},"F5"]
[96122706,"Насос GRUNDFOS","CRNE32-4-2 AN-F-G-E-HQQE 3x400 60 HZ",{"v":9363,"d":"9,363"},"F5"]
[96554017,"Насос GRUNDFOS","CRNE3-25 A-FGJ-G-E-HQQE 3x400 60HZ",{"v":4349,"d":"4,349"},"F5"]
[96553992,"Насос GRUNDFOS","CRNE3-25 AN-FGJ-G-E-HQQE 3x400 60HZ",{"v":4510,"d":"4,510"},"F5"]
[96554030,"Насос GRUNDFOS","CRNE3-25 AN-P-G-E-HQQE 3x400 60HZ",{"v":4446,"d":"4,446"},"F5"]
[96554039,"Насос GRUNDFOS","CRNE3-25 A-P-G-E-HQQE 3x400 60HZ",{"v":4286,"d":"4,286"},"F5"]
[96122699,"Насос GRUNDFOS","CRNE32-5-2 A-F-G-E-HQQE 3x400 60 HZ",{"v":11453,"d":"11,453"},"F5"]
[96122707,"Насос GRUNDFOS","CRNE32-5-2 AN-F-G-E-HQQE 3x400 60 HZ",{"v":11620,"d":"11,620"},"F5"]
[96122700,"Насос GRUNDFOS","CRNE32-6 A-F-G-E-HQQE 3x400 60 HZ",{"v":13542,"d":"13,542"},"F5"]
[96122708,"Насос GRUNDFOS","CRNE32-6 AN-F-G-E-HQQE 3x400 60 HZ",{"v":13709,"d":"13,709"},"F5"]
[96122701,"Насос GRUNDFOS","CRNE32-7 A-F-G-E-HQQE 3x400 60 HZ",{"v":15276,"d":"15,276"},"F5"]
[96122709,"Насос GRUNDFOS","CRNE32-7 AN-F-G-E-HQQE 3x400 60 HZ",{"v":15443,"d":"15,443"},"F5"]
[98389845,"Насос GRUNDFOS","CRNE3-4 A-FGJ-G-E-HQQE 1x200-240 60HZ",{"v":1604,"d":"1,604"},"F5"]
[98389925,"Насос GRUNDFOS","CRNE3-4 AN-FGJ-G-E-HQQE 1x200-240 60HZ",{"v":1765,"d":"1,765"},"F5"]
[98389915,"Насос GRUNDFOS","CRNE3-4 AN-P-G-E-HQQE 1x200-240 60HZ",{"v":1702,"d":"1,702"},"F5"]
[98389833,"Насос GRUNDFOS","CRNE3-4 A-P-G-E-HQQE 1x200-240 60HZ",{"v":1541,"d":"1,541"},"F5"]
[98389846,"Насос GRUNDFOS","CRNE3-5 A-FGJ-G-E-HQQE 1x200-240 60HZ",{"v":1754,"d":"1,754"},"F5"]
[98389926,"Насос GRUNDFOS","CRNE3-5 AN-FGJ-G-E-HQQE 1x200-240 60HZ",{"v":1915,"d":"1,915"},"F5"]
[98389916,"Насос GRUNDFOS","CRNE3-5 AN-P-G-E-HQQE 1x200-240 60HZ",{"v":1851,"d":"1,851"},"F5"]
[98389834,"Насос GRUNDFOS","CRNE3-5 A-P-G-E-HQQE 1x200-240 60HZ",{"v":1690,"d":"1,690"},"F5"]
[98389847,"Насос GRUNDFOS","CRNE3-8 A-FGJ-G-E-HQQE 1x200-240 60HZ",{"v":1979,"d":"1,979"},"F5"]
[98389927,"Насос GRUNDFOS","CRNE3-8 AN-FGJ-G-E-HQQE 1x200-240 60HZ",{"v":2140,"d":"2,140"},"F5"]
[98389917,"Насос GRUNDFOS","CRNE3-8 AN-P-G-E-HQQE 1x200-240 60HZ",{"v":2078,"d":"2,078"},"F5"]
[98389835,"Насос GRUNDFOS","CRNE3-8 A-P-G-E-HQQE 1x200-240 60HZ",{"v":1916,"d":"1,916"},"F5"]
[96123435,"Насос GRUNDFOS","CRNE45-1 A-F-G-E-HQQE 3x400 60 HZ",{"v":6898,"d":"6,898"},"F5"]
[96123443,"Насос GRUNDFOS","CRNE45-1 AN-F-G-E-HQQE 3x400 60 HZ",{"v":7066,"d":"7,066"},"F5"]
[96123434,"Насос GRUNDFOS","CRNE45-1-1 A-F-G-E-HQQE 3x400 60 HZ",{"v":5682,"d":"5,682"},"F5"]
[96123442,"Насос GRUNDFOS","CRNE45-1-1 AN-F-G-E-HQQE 3x400 60 HZ",{"v":5850,"d":"5,850"},"F5"]
[96123437,"Насос GRUNDFOS","CRNE45-2 A-F-G-E-HQQE 3x400 60 HZ",{"v":11185,"d":"11,185"},"F5"]
[96123445,"Насос GRUNDFOS","CRNE45-2 AN-F-G-E-HQQE 3x400 60 HZ",{"v":11353,"d":"11,353"},"F5"]
[96581141,"Насос GRUNDFOS","CRNE45-2-1 A-F-G-E-HQQE 3x400 60 HZ",{"v":8970,"d":"8,970"},"F5"]
[96605248,"Насос GRUNDFOS","CRNE45-2-1 AN-F-G-E-HQQE 3x400 60 HZ",{"v":9138,"d":"9,138"},"F5"]
[96123436,"Насос GRUNDFOS","CRNE45-2-2 A-F-G-E-HQQE 3x400 60 HZ",{"v":8970,"d":"8,970"},"F5"]
[96123444,"Насос GRUNDFOS","CRNE45-2-2 AN-F-G-E-HQQE 3x400 60 HZ",{"v":9138,"d":"9,138"},"F5"]
[96123438,"Насос GRUNDFOS","CRNE45-3 A-F-G-E-HQQE 3x400 60 HZ",{"v":13235,"d":"13,235"},"F5"]
[96123446,"Насос GRUNDFOS","CRNE45-3 AN-F-G-E-HQQE 3x400 60 HZ",{"v":13402,"d":"13,402"},"F5"]
[96123439,"Насос GRUNDFOS","CRNE45-4-2 A-F-G-E-HQQE 3x400 60 HZ",{"v":15107,"d":"15,107"},"F5"]
[96123447,"Насос GRUNDFOS","CRNE45-4-2 AN-F-G-E-HQQE 3x400 60 HZ",{"v":15275,"d":"15,275"},"F5"]
[96554080,"Насос GRUNDFOS","CRNE5-12 A-FGJ-G-E-HQQE 3x400 60HZ",{"v":3379,"d":"3,379"},"F5"]
[96554057,"Насос GRUNDFOS","CRNE5-12 AN-FGJ-G-E-HQQE 3x400 60HZ",{"v":3540,"d":"3,540"},"F5"]
[96554100,"Насос GRUNDFOS","CRNE5-12 AN-P-G-E-HQQE 3x400 60HZ",{"v":3477,"d":"3,477"},"F5"]
[96554089,"Насос GRUNDFOS","CRNE5-12 A-P-G-E-HQQE 3x400 60HZ",{"v":3316,"d":"3,316"},"F5"]
[96554081,"Насос GRUNDFOS","CRNE5-16 A-FGJ-G-E-HQQE 3x400 60HZ",{"v":4013,"d":"4,013"},"F5"]
[96554062,"Насос GRUNDFOS","CRNE5-16 AN-FGJ-G-E-HQQE 3x400 60HZ",{"v":4174,"d":"4,174"},"F5"]
[96554090,"Насос GRUNDFOS","CRNE5-16 AN-P-G-E-HQQE 3x400 60HZ",{"v":4110,"d":"4,110"},"F5"]
[96554097,"Насос GRUNDFOS","CRNE5-16 A-P-G-E-HQQE 3x400 60HZ",{"v":3949,"d":"3,949"},"F5"]
[98390117,"Насос GRUNDFOS","CRNE5-2 A-FGJ-G-E-HQQE 1x200-240 60HZ",{"v":1583,"d":"1,583"},"F5"]
[98390170,"Насос GRUNDFOS","CRNE5-2 AN-FGJ-G-E-HQQE 1x200-240 60HZ",{"v":1744,"d":"1,744"},"F5"]
[98390164,"Насос GRUNDFOS","CRNE5-2 AN-P-G-E-HQQE 1x200-240 60HZ",{"v":1680,"d":"1,680"},"F5"]
[98390110,"Насос GRUNDFOS","CRNE5-2 A-P-G-E-HQQE 1x200-240 60HZ",{"v":1519,"d":"1,519"},"F5"]
[96554082,"Насос GRUNDFOS","CRNE5-22 A-FGJ-G-E-HQQE 3x400 60HZ",{"v":4847,"d":"4,847"},"F5"]
[96554064,"Насос GRUNDFOS","CRNE5-22 AN-FGJ-G-E-HQQE 3x400 60HZ",{"v":5008,"d":"5,008"},"F5"]
[96554083,"Насос GRUNDFOS","CRNE5-24 A-FGJ-G-E-HQQE 3x400 60HZ",{"v":5755,"d":"5,755"},"F5"]
[96554066,"Насос GRUNDFOS","CRNE5-24 AN-FGJ-G-E-HQQE 3x400 60HZ",{"v":5916,"d":"5,916"},"F5"]
[98390118,"Насос GRUNDFOS","CRNE5-4 A-FGJ-G-E-HQQE 1x200-240 60HZ",{"v":1825,"d":"1,825"},"F5"]
[98390171,"Насос GRUNDFOS","CRNE5-4 AN-FGJ-G-E-HQQE 1x200-240 60HZ",{"v":1985,"d":"1,985"},"F5"]
[98390165,"Насос GRUNDFOS","CRNE5-4 AN-P-G-E-HQQE 1x200-240 60HZ",{"v":1923,"d":"1,923"},"F5"]
[98390111,"Насос GRUNDFOS","CRNE5-4 A-P-G-E-HQQE 1x200-240 60HZ",{"v":1761,"d":"1,761"},"F5"]
[98390152,"Насос GRUNDFOS","CRNE5-5 A-FGJ-G-E-HQQE 3x380-500 60HZ",{"v":2386,"d":"2,386"},"F5"]
[98390194,"Насос GRUNDFOS","CRNE5-5 AN-FGJ-G-E-HQQE 3x380-500 60HZ",{"v":2547,"d":"2,547"},"F5"]
[98390186,"Насос GRUNDFOS","CRNE5-5 AN-P-G-E-HQQE 3x380-500 60HZ",{"v":2484,"d":"2,484"},"F5"]
[98390144,"Насос GRUNDFOS","CRNE5-5 A-P-G-E-HQQE 3x380-500 60HZ",{"v":2323,"d":"2,323"},"F5"]
[98390153,"Насос GRUNDFOS","CRNE5-9 A-FGJ-G-E-HQQE 3x380-500 60HZ",{"v":2941,"d":"2,941"},"F5"]
[98390195,"Насос GRUNDFOS","CRNE5-9 AN-FGJ-G-E-HQQE 3x380-500 60HZ",{"v":3102,"d":"3,102"},"F5"]
[98390187,"Насос GRUNDFOS","CRNE5-9 AN-P-G-E-HQQE 3x380-500 60HZ",{"v":3038,"d":"3,038"},"F5"]
[98390145,"Насос GRUNDFOS","CRNE5-9 A-P-G-E-HQQE 3x380-500 60HZ",{"v":2877,"d":"2,877"},"F5"]
[96124017,"Насос GRUNDFOS","CRNE64-1 A-F-G-E-HQQE 3x400 60 HZ",{"v":8903,"d":"8,903"},"F5"]
[96124022,"Насос GRUNDFOS","CRNE64-1 AN-F-G-E-HQQE 3x400 60 HZ",{"v":9071,"d":"9,071"},"F5"]
[96124016,"Насос GRUNDFOS","CRNE64-1-1 A-F-G-E-HQQE 3x400 60 HZ",{"v":6880,"d":"6,880"},"F5"]
[96124021,"Насос GRUNDFOS","CRNE64-1-1 AN-F-G-E-HQQE 3x400 60 HZ",{"v":7047,"d":"7,047"},"F5"]
[96124019,"Насос GRUNDFOS","CRNE64-2-1 A-F-G-E-HQQE 3x400 60 HZ",{"v":12924,"d":"12,924"},"F5"]
[96124024,"Насос GRUNDFOS","CRNE64-2-1 AN-F-G-E-HQQE 3x400 60 HZ",{"v":13092,"d":"13,092"},"F5"]
[96124018,"Насос GRUNDFOS","CRNE64-2-2 A-F-G-E-HQQE 3x400 60 HZ",{"v":10920,"d":"10,920"},"F5"]
[96124023,"Насос GRUNDFOS","CRNE64-2-2 AN-F-G-E-HQQE 3x400 60 HZ",{"v":11088,"d":"11,088"},"F5"]
[96124020,"Насос GRUNDFOS","CRNE64-3-2 A-F-G-E-HQQE 3x400 60 HZ",{"v":14652,"d":"14,652"},"F5"]
[96124025,"Насос GRUNDFOS","CRNE64-3-2 AN-F-G-E-HQQE 3x400 60 HZ",{"v":14819,"d":"14,819"},"F5"]
[96124383,"Насос GRUNDFOS","CRNE90-1 A-F-G-E-HQQE 3x400 60 HZ",{"v":10932,"d":"10,932"},"F5"]
[96124387,"Насос GRUNDFOS","CRNE90-1 AN-F-G-E-HQQE 3x400 60 HZ",{"v":11098,"d":"11,098"},"F5"]
[96124382,"Насос GRUNDFOS","CRNE90-1-1 A-F-G-E-HQQE 3x400 60 HZ",{"v":9021,"d":"9,021"},"F5"]
[96124386,"Насос GRUNDFOS","CRNE90-1-1 AN-F-G-E-HQQE 3x400 60 HZ",{"v":9188,"d":"9,188"},"F5"]
[96124385,"Насос GRUNDFOS","CRNE90-2-1 A-F-G-E-HQQE 3x400 60 HZ",{"v":14610,"d":"14,610"},"F5"]
[96124389,"Насос GRUNDFOS","CRNE90-2-1 AN-F-G-E-HQQE 3x400 60 HZ",{"v":14777,"d":"14,777"},"F5"]
[96124384,"Насос GRUNDFOS","CRNE90-2-2 A-F-G-E-HQQE 3x400 60 HZ",{"v":12862,"d":"12,862"},"F5"]
[96124388,"Насос GRUNDFOS","CRNE90-2-2 AN-F-G-E-HQQE 3x400 60 HZ",{"v":13030,"d":"13,030"},"F5"]
[96100309,"Насос GRUNDFOS","CRT 2-13 A-P-A-E-AUUE 3x230D/400Y V",{"v":4753,"d":"4,753"},"F4"]
[96100310,"Насос GRUNDFOS","CRT 2-15 A-P-A-E-AUUE 3x230D/400Y V",{"v":4794,"d":"4,794"},"F4"]
[96100311,"Насос GRUNDFOS","CRT 2-18 A-P-A-E-AUUE 3x230D/400Y V",{"v":5324,"d":"5,324"},"F4"]
[96100312,"Насос GRUNDFOS","CRT 2-22 A-P-A-E-AUUE 3x230D/400Y V",{"v":5684,"d":"5,684"},"F4"]
[96100313,"Насос GRUNDFOS","CRT 2-26 A-P-A-E-AUUE 3x230D/400Y V",{"v":6317,"d":"6,317"},"F4"]
[96100302,"Насос GRUNDFOS","CRT 2-3 A-P-A-E-AUUE 3x230D/400Y V",{"v":2253,"d":"2,253"},"F4"]
[96100303,"Насос GRUNDFOS","CRT 2-4 A-P-A-E-AUUE 3x230D/400Y V",{"v":2314,"d":"2,314"},"F4"]
[96100304,"Насос GRUNDFOS","CRT 2-5 A-P-A-E-AUUE 3x230D/400Y V",{"v":2661,"d":"2,661"},"F4"]
[96100305,"Насос GRUNDFOS","CRT 2-6 A-P-A-E-AUUE 3x230D/400Y V",{"v":2774,"d":"2,774"},"F4"]
[96100306,"Насос GRUNDFOS","CRT 2-7 A-P-A-E-AUUE 3x230D/400Y V",{"v":3124,"d":"3,124"},"F4"]
[96100794,"Насос GRUNDFOS","CRT 4-1 A-P-A-E-AUUE 3x230D/400Y V",{"v":1953,"d":"1,953"},"F4"]
[96100802,"Насос GRUNDFOS","CRT 4-10 A-P-A-E-AUUE 3x230D/400Y V",{"v":4777,"d":"4,777"},"F4"]
[96100803,"Насос GRUNDFOS","CRT 4-12    A-P-A-E-AUUE 3x230D/400Y V",{"v":5081,"d":"5,081"},"F4"]
[96100804,"Насос GRUNDFOS","CRT 4-14 A-P-A-E-AUUE 3x230D/400Y V",{"v":5880,"d":"5,880"},"F4"]
[96100805,"Насос GRUNDFOS","CRT 4-16   A-P-A-E-AUUE 3x230D/400Y V",{"v":6184,"d":"6,184"},"F4"]
[96100806,"Насос GRUNDFOS","CRT 4-19     A-P-A-E-AUUE 3x230D/400Y V",{"v":7105,"d":"7,105"},"F4"]
[96100795,"Насос GRUNDFOS","CRT 4-2 A-P-A-E-AUUE 3x230D/400Y V",{"v":2514,"d":"2,514"},"F4"]
[96100807,"Насос GRUNDFOS","CRT 4-22    A-P-A-E-AUUE 3x230D/400Y V",{"v":7775,"d":"7,775"},"F4"]
[96100796,"Насос GRUNDFOS","CRT 4-3  A-P-A-E-AUUE 3x230D/400Y V",{"v":2795,"d":"2,795"},"F4"]
[96100797,"Насос GRUNDFOS","CRT 4-4 A-P-A-E-AUUE 3x230D/400Y V",{"v":3060,"d":"3,060"},"F4"]
[96100800,"Насос GRUNDFOS","CRT 4-7 A-P-A-E-AUUE 3x230D/400Y V",{"v":3896,"d":"3,896"},"F4"]
[96100801,"Насос GRUNDFOS","CRT 4-8    A-P-A-E-AUUE 3x230D/400Y V",{"v":4627,"d":"4,627"},"F4"]
[96108351,"Насос GRUNDFOS","CRT16-10 A-P-A-E-AUUE 3x230D/400Y V 50Hz",{"v":11023,"d":"11,023"},"F4"]
[96108352,"Насос GRUNDFOS","CRT16-12 A-P-A-E-AUUE 3x230D/400Y V 50Hz",{"v":11683,"d":"11,683"},"F4"]
[96108353,"Насос GRUNDFOS","CRT16-14 A-P-A-E-AUUE 3x230D/400Y V 50Hz",{"v":14494,"d":"14,494"},"F4"]
[96108354,"Насос GRUNDFOS","CRT16-17 A-P-A-E-AUUE 3x230D/400Y V 50Hz",{"v":15305,"d":"15,305"},"F4"]
[96108344,"Насос GRUNDFOS","CRT16-2 A-P-A-E-AUUE 3x230D/400Y V, 50Hz",{"v":4042,"d":"4,042"},"F4"]
[96108345,"Насос GRUNDFOS","CRT16-3 A-P-A-E-AUUE 3x230D/400Y V, 50H",{"v":4825,"d":"4,825"},"F4"]
[96108346,"Насос GRUNDFOS","CRT16-4 A-P-A-E-AUUE 3x230D/400Y V, 50Hz",{"v":5727,"d":"5,727"},"F4"]
[96108347,"Насос GRUNDFOS","CRT16-5 A-P-A-E-AUUE 3x230D/400Y V, 50Hz",{"v":6973,"d":"6,973"},"F4"]
[96108348,"Насос GRUNDFOS","CRT16-6 A-P-A-E-AUUE 3x230D/400Y V, 50Hz",{"v":7483,"d":"7,483"},"F4"]
[96108349,"Насос GRUNDFOS","CRT16-7 A-P-A-E-AUUE 3x230D/400Y V, 50Hz",{"v":8318,"d":"8,318"},"F4"]
[96108350,"Насос GRUNDFOS","CRT16-8 A-P-A-E-AUUE 3x230D/400Y V, 50Hz",{"v":8902,"d":"8,902"},"F4"]
[96100308,"Насос GRUNDFOS","CRT2-11 A-P-A-E-AUUE 400Y 1,1KW",{"v":3700,"d":"3,700"},"F4"]
[96100301,"Насос GRUNDFOS","CRT2-2 A-P-A-E-AUUE 3x230D/400Y V",{"v":2485,"d":"2,485"},"F4"]
[96100307,"Насос GRUNDFOS","CRT2-9 A-P-A-E-AUUE 400Y 1,1KW",{"v":3315,"d":"3,315"},"F4"]
[96100798,"Насос GRUNDFOS","CRT4-5 A-P-A-E-AUUE 400Y 1,1KW",{"v":3643,"d":"3,643"},"F4"]
[96100799,"Насос GRUNDFOS","CRT4-6 A-P-A-E-AUUE 400Y 1,1KW",{"v":4213,"d":"4,213"},"F4"]
[96108239,"Насос GRUNDFOS","CRT8-1 A-P-A-E-AUUE 3x230D/400Y V, 50Hz",{"v":3736,"d":"3,736"},"F4"]
[96108246,"Насос GRUNDFOS","CRT8-10 A-P-A-E-AUUE 3X230/400Y V, 50Hz",{"v":7386,"d":"7,386"},"F4"]
[96108247,"Насос GRUNDFOS","CRT8-12 A-P-A-E-AUUE 3x230D/400Y V, 50 H",{"v":8049,"d":"8,049"},"F4"]
[96108248,"Насос GRUNDFOS","CRT8-14 A-P-A-E-AUUE 3x230D/400Y V, 50Hz",{"v":9561,"d":"9,561"},"F4"]
[96108249,"Насос GRUNDFOS","CRT8-16 A-P-A-E-AUUE 3x230D/400Y V, 50Hz",{"v":10299,"d":"10,299"},"F4"]
[96108250,"Насос GRUNDFOS","CRT8-18 A-P-A-E-AUUE 3x230D/400Y V, 50Hz",{"v":12117,"d":"12,117"},"F4"]
[96108240,"Насос GRUNDFOS","CRT8-2  A-P-A-E-AUUE 3x230D/400Y V, 50Hz",{"v":5185,"d":"5,185"},"F4"]
[96108251,"Насос GRUNDFOS","CRT8-20 A-P-A-E-AUUE 3x230D/400Y V, 50Hz",{"v":12850,"d":"12,850"},"F4"]
[96108241,"Насос GRUNDFOS","CRT8-3 A-P-A-E-AUUE 400Y 1,1kW",{"v":4216,"d":"4,216"},"F4"]
[96108242,"Насос GRUNDFOS","CRT8-4 A-P-A-E-AUUE 3x230D/400Y V, 50Hz",{"v":4902,"d":"4,902"},"F4"]
[96108243,"Насос GRUNDFOS","CRT8-5 A-P-A-E-AUUE 3x230D/400Y V, 50Hz",{"v":5205,"d":"5,205"},"F4"]
[96108244,"Насос GRUNDFOS","CRT8-6 A-P-A-E-AUUE 3x230D/400Y V, 50Hz",{"v":5508,"d":"5,508"},"F4"]
[96108245,"Насос GRUNDFOS","CRT8-8 A-P-A-E-AUUE 3x230D/400Y V, 50Hz",{"v":6409,"d":"6,409"},"F4"]
[96076194,"Блок управления CU 100 GRUNDFOS","CU 100.230.1.9.30 cpl",347,"Z"]
[96076195,"Блок управления CU 100 GRUNDFOS","CU 100.230.1.9.30.A cpl",405,"Z"]
[96076209,"Блок управления CU 100 GRUNDFOS","CU 100.230.1.9.30/150 cpl",389,"Z"]
[96076197,"Блок управления CU 100 GRUNDFOS","CU 100.230.1.9.30/150.A cpl",488,"Z"]
[96914019,"Блок управления CU 100 GRUNDFOS","CU 100.400.3.5.A  cpl",418,"Z"]
[96427037,"Блок управления CU 300 GRUNDFOS","CU300 Elunit cpl. German",430,"Z"]
[96436753,"Блок управления CU GRUNDFOS","CU301 MkII Elunit/Bar cpl. (Europe)",357,"Z"]
[96754473,"Отдельный преобразователь частоты GRUNDFOS","CUE 1x200-240 IP21 3kW 12.5A",{"v":1756,"d":"1,756"},"Z"]
[96754460,"Отдельный преобразователь частоты GRUNDFOS","CUE 1x200-240V IP20 1.1kW 6.6A",{"v":1283,"d":"1,283"},"Z"]
[96754461,"Отдельный преобразователь частоты GRUNDFOS","CUE 1x200-240V IP21 1.5kW 7.5A",{"v":1377,"d":"1,377"},"Z"]
[96754472,"Отдельный преобразователь частоты GRUNDFOS","CUE 1x200-240V IP21 2.2kW 10,6A",{"v":1523,"d":"1,523"},"Z"]
[96754474,"Отдельный преобразователь частоты GRUNDFOS","CUE 1x200-240V IP21 4kW 16.7A",{"v":2042,"d":"2,042"},"Z"]
[96754475,"Отдельный преобразователь частоты GRUNDFOS","CUE 1x200-240V IP21 5.5kW 24.2A",{"v":2368,"d":"2,368"},"Z"]
[96754476,"Отдельный преобразователь частоты GRUNDFOS","CUE 1x200-240V IP21 7.5kW 30.8A",{"v":2950,"d":"2,950"},"Z"]
[96754481,"Отдельный преобразователь частоты GRUNDFOS","CUE 1x200-240V IP55 1.1kW 6.6A",{"v":1422,"d":"1,422"},"Z"]
[96754502,"Отдельный преобразователь частоты GRUNDFOS","CUE 1x200-240V IP55 1.5kW 7.5A",{"v":1637,"d":"1,637"},"Z"]
[96754503,"Отдельный преобразователь частоты GRUNDFOS","CUE 1x200-240V IP55 2.2kW 10.6A",{"v":1904,"d":"1,904"},"Z"]
[96754505,"Отдельный преобразователь частоты GRUNDFOS","CUE 1X200-240V IP55 3KW 12.5A",{"v":2131,"d":"2,131"},"Z"]
[96754506,"Отдельный преобразователь частоты GRUNDFOS","CUE 1x200-240V IP55 4kW 16.7A",{"v":2408,"d":"2,408"},"Z"]
[96754507,"Отдельный преобразователь частоты GRUNDFOS","CUE 1x200-240V IP55 5.5kW 24.2A",{"v":2838,"d":"2,838"},"Z"]
[96754509,"Отдельный преобразователь частоты GRUNDFOS","CUE 1x200-240V IP55 7.5kW 30.8A",{"v":3401,"d":"3,401"},"Z"]
[96754675,"Отдельный преобразователь частоты GRUNDFOS","CUE 3x380-500V IP20 0.55kW 1.8A/1.6A",547,"Z"]
[96754676,"Отдельный преобразователь частоты GRUNDFOS","CUE 3x380-500V IP20 0.75kW 2.4A/2.1A",586,"Z"]
[96754677,"Отдельный преобразователь частоты GRUNDFOS","CUE 3x380-500V IP20 1.1kW 3A/2.7A",675,"Z"]
[96754678,"Отдельный преобразователь частоты GRUNDFOS","CUE 3x380-500V IP20 1.5kW 4.1A/3.4A",772,"Z"]
[96754694,"Отдельный преобразователь частоты GRUNDFOS","CUE 3x380-500V IP20 11kW 24A/21A",{"v":1743,"d":"1,743"},"Z"]
[96754695,"Отдельный преобразователь частоты GRUNDFOS","CUE 3x380-500V IP20 15kW 32A/27A",{"v":1973,"d":"1,973"},"Z"]
[96754696,"Отдельный преобразователь частоты GRUNDFOS","CUE 3x380-500V IP20 18.5kW 37.5A/34A",{"v":2472,"d":"2,472"},"Z"]
[96754679,"Отдельный преобразователь частоты GRUNDFOS","CUE 3x380-500V IP20 2.2kW 5.6A/4,8A",931,"Z"]
[96754697,"Отдельный преобразователь частоты GRUNDFOS","CUE 3x380-500V IP20 22kW 44A/40A",{"v":2887,"d":"2,887"},"Z"]
[96754698,"Отдельный преобразователь частоты GRUNDFOS","CUE 3x380-500V IP20 30kW 61A/52A",{"v":3361,"d":"3,361"},"Z"]
[96754699,"Отдельный преобразователь частоты GRUNDFOS","CUE 3x380-500V IP20 37kW 73A/65A",{"v":4062,"d":"4,062"},"Z"]
[96754680,"Отдельный преобразователь частоты GRUNDFOS","CUE 3x380-500V IP20 3kW 7.2A/6.3A",{"v":1036,"d":"1,036"},"Z"]
[96754700,"Отдельный преобразователь частоты GRUNDFOS","CUE 3x380-500V IP20 45kW 90A/80A",{"v":4960,"d":"4,960"},"Z"]
[96754681,"Отдельный преобразователь частоты GRUNDFOS","CUE 3x380-500V IP20 4kW 10A/8.2A",{"v":1106,"d":"1,106"},"Z"]
[96754692,"Отдельный преобразователь частоты GRUNDFOS","CUE 3x380-500V IP20 5.5kW 13A/11A",{"v":1277,"d":"1,277"},"Z"]
[96754701,"Отдельный преобразователь частоты GRUNDFOS","CUE 3x380-500V IP20 55kW 106A/105A",{"v":6001,"d":"6,001"},"Z"]
[96754693,"Отдельный преобразователь частоты GRUNDFOS","CUE 3x380-500V IP20 7.5kW 16A/14.5A",{"v":1432,"d":"1,432"},"Z"]
[96754702,"Отдельный преобразователь частоты GRUNDFOS","CUE 3x380-500V IP20 75kW 147A/130A",{"v":6916,"d":"6,916"},"Z"]
[96754703,"Отдельный преобразователь частоты GRUNDFOS","CUE 3x380-500V IP20 90kW 177A/160A",{"v":8086,"d":"8,086"},"Z"]
[96754649,"Отдельный преобразователь частоты GRUNDFOS","CUE 3x380-500V IP21 110kW 212A",{"v":8599,"d":"8,599"},"Z"]
[96754651,"Отдельный преобразователь частоты GRUNDFOS","CUE 3x380-500V IP21 132kW 260A",{"v":10306,"d":"10,306"},"Z"]
[96754662,"Отдельный преобразователь частоты GRUNDFOS","CUE 3x380-500V IP21 160kW 315A",{"v":12680,"d":"12,680"},"Z"]
[96754663,"Отдельный преобразователь частоты GRUNDFOS","CUE 3x380-500V IP21 200kW 395A",{"v":15142,"d":"15,142"},"Z"]
[96754665,"Отдельный преобразователь частоты GRUNDFOS","CUE 3x380-500V IP21 250kW 480A",{"v":19243,"d":"19,243"},"Z"]
[96754666,"Отдельный преобразователь частоты GRUNDFOS","CUE 3x380-500V IP54 110kW 212A",{"v":9693,"d":"9,693"},"Z"]
[96754669,"Отдельный преобразователь частоты GRUNDFOS","CUE 3x380-500V IP54 132kW 260A",{"v":11707,"d":"11,707"},"Z"]
[96754671,"Отдельный преобразователь частоты GRUNDFOS","CUE 3x380-500V IP54 160kW 315A",{"v":14301,"d":"14,301"},"Z"]
[96754672,"Отдельный преобразователь частоты GRUNDFOS","CUE 3x380-500V IP54 200kW 395A",{"v":17079,"d":"17,079"},"Z"]
[96754673,"Отдельный преобразователь частоты GRUNDFOS","CUE 3x380-500V IP54 250kW 480A",{"v":21555,"d":"21,555"},"Z"]
[97685238,"Отдельный преобразователь частоты GRUNDFOS","CUE 3x380-500V IP55 0.55kW 1.8A",922,"Z"]
[97685239,"Отдельный преобразователь частоты GRUNDFOS","CUE 3x380-500V IP55 0.75kW 2.4A",932,"Z"]
[97685240,"Отдельный преобразователь частоты GRUNDFOS","CUE 3x380-500V IP55 1.1kW 3A",949,"Z"]
[97685251,"Отдельный преобразователь частоты GRUNDFOS","CUE 3x380-500V IP55 1.5kW 4.1A/3,4A",{"v":1003,"d":"1,003"},"Z"]
[96754723,"Отдельный преобразователь частоты GRUNDFOS","CUE 3x380-500V IP55 11kW 24A/21A",{"v":2533,"d":"2,533"},"Z"]
[96754724,"Отдельный преобразователь частоты GRUNDFOS","CUE 3x380-500V IP55 15kW 32A/27A",{"v":2970,"d":"2,970"},"Z"]
[96754725,"Отдельный преобразователь частоты GRUNDFOS","CUE 3x380-500V IP55 18.5kW 37.5A/34A",{"v":3555,"d":"3,555"},"Z"]
[97685252,"Отдельный преобразователь частоты GRUNDFOS","CUE 3x380-500V IP55 2.2kW 5.6A/4.8A",{"v":1194,"d":"1,194"},"Z"]
[96754726,"Отдельный преобразователь частоты GRUNDFOS","CUE 3x380-500V IP55 22kW 44A/40A",{"v":4018,"d":"4,018"},"Z"]
[96754727,"Отдельный преобразователь частоты GRUNDFOS","CUE 3x380-500V IP55 30kW 61A/52A",{"v":4504,"d":"4,504"},"Z"]
[96754728,"Отдельный преобразователь частоты GRUNDFOS","CUE 3x380-500V IP55 37kW 73A/65A",{"v":4738,"d":"4,738"},"Z"]
[97685253,"Отдельный преобразователь частоты GRUNDFOS","CUE 3x380-500V IP55 3kW 7.2A/6.3",{"v":1390,"d":"1,390"},"Z"]
[96754729,"Отдельный преобразователь частоты GRUNDFOS","CUE 3x380-500V IP55 45kW 90A/80A",{"v":5200,"d":"5,200"},"Z"]
[97685254,"Отдельный преобразователь частоты GRUNDFOS","CUE 3x380-500V IP55 4kW 10A/8.2A",{"v":1582,"d":"1,582"},"Z"]
[96754711,"Отдельный преобразователь частоты GRUNDFOS","CUE 3x380-500V IP55 5.5kW 13A/11A",{"v":1791,"d":"1,791"},"Z"]
[96754730,"Отдельный преобразователь частоты GRUNDFOS","CUE 3x380-500V IP55 55kW 106A/105A",{"v":6289,"d":"6,289"},"Z"]
[96754722,"Отдельный преобразователь частоты GRUNDFOS","CUE 3x380-500V IP55 7.5kW 16A/14.5A",{"v":2172,"d":"2,172"},"Z"]
[96754731,"Отдельный преобразователь частоты GRUNDFOS","CUE 3x380-500V IP55 75kW 147A/130A",{"v":7245,"d":"7,245"},"Z"]
[96754732,"Отдельный преобразователь частоты GRUNDFOS","CUE 3x380-500V IP55 90kW 177A/160A",{"v":8462,"d":"8,462"},"Z"]
[96095278,"Внешний трансформатор тока для устройства комплексной защиты электродвигателя MP204 GRUNDFOS","Current transformer 1000/5",179,"Z"]
[96095274,"Внешний трансформатор тока для устройства комплексной защиты электродвигателя MP204 GRUNDFOS","Current transformer 200/5",138,"Z"]
[96095275,"Внешний трансформатор тока для устройства комплексной защиты электродвигателя MP204 GRUNDFOS","Current Transformer 300/5",145,"Z"]
[96095276,"Внешний трансформатор тока для устройства комплексной защиты электродвигателя MP204 GRUNDFOS","Current transformer 500/5",163,"Z"]
[96095277,"Внешний трансформатор тока для устройства комплексной защиты электродвигателя MP204 GRUNDFOS","Current transformer 750/5",169,"Z"]
[96430203,"Фиксатор для датчика GRUNDFOS","Cutting bush for d6mm meter tube",68,"Z"]
[97722040,"Насос GRUNDFOS","DDA 12-10 AR-PP/E/C-F-31U2U2FG",{"v":1309,"d":"1,309"},"M1"]
[97722044,"Насос GRUNDFOS","DDA 12-10 AR-PP/V/C-F-31U2U2FG",{"v":1309,"d":"1,309"},"M1"]
[97722068,"Насос GRUNDFOS","DDA 12-10 AR-PV/T/C-F-31U2U2FG",{"v":1505,"d":"1,505"},"M1"]
[97722048,"Насос GRUNDFOS","DDA 12-10 AR-PVC/E/C-F-31U2U2FG",{"v":1335,"d":"1,335"},"M1"]
[97722052,"Насос GRUNDFOS","DDA 12-10 AR-PVC/V/C-F-31U2U2FG",{"v":1335,"d":"1,335"},"M1"]
[97722072,"Насос GRUNDFOS","DDA 12-10 AR-SS/T/SS-F-31AAFG",{"v":1993,"d":"1,993"},"M1"]
[97722108,"Насос GRUNDFOS","DDA 12-10 FCM-PP/E/C-F-31U2U2FG",{"v":1859,"d":"1,859"},"M1"]
[97722112,"Насос GRUNDFOS","DDA 12-10 FCM-PP/V/C-F-31U2U2FG",{"v":1859,"d":"1,859"},"M1"]
[97722136,"Насос GRUNDFOS","DDA 12-10 FCM-PV/T/C-F-31U2U2FG",{"v":2054,"d":"2,054"},"M1"]
[97722116,"Насос GRUNDFOS","DDA 12-10 FCM-PVC/E/C-F-31U2U2FG",{"v":1884,"d":"1,884"},"M1"]
[97722120,"Насос GRUNDFOS","DDA 12-10 FCM-PVC/V/C-F-31U2U2FG",{"v":1884,"d":"1,884"},"M1"]
[97722140,"Насос GRUNDFOS","DDA 12-10 FCM-SS/T/SS-F-31AAFG",{"v":2542,"d":"2,542"},"M1"]
[97722074,"Насос GRUNDFOS","DDA 12-10 FC-PP/E/C-F-31U2U2FG",{"v":1603,"d":"1,603"},"M1"]
[97722078,"Насос GRUNDFOS","DDA 12-10 FC-PP/V/C-F-31U2U2FG",{"v":1603,"d":"1,603"},"M1"]
[97722102,"Насос GRUNDFOS","DDA 12-10 FC-PV/T/C-F-31U2U2FG",{"v":1798,"d":"1,798"},"M1"]
[97722082,"Насос GRUNDFOS","DDA 12-10 FC-PVC/E/C-F-31U2U2FG",{"v":1627,"d":"1,627"},"M1"]
[97722086,"Насос GRUNDFOS","DDA 12-10 FC-PVC/V/C-F-31U2U2FG",{"v":1627,"d":"1,627"},"M1"]
[97722106,"Насос GRUNDFOS","DDA 12-10 FC-SS/T/SS-F-31AAFG",{"v":2285,"d":"2,285"},"M1"]
[97722142,"Насос GRUNDFOS","DDA 17-7 AR-PP/E/C-F-31U2U2FG",{"v":1309,"d":"1,309"},"M1"]
[97722146,"Насос GRUNDFOS","DDA 17-7 AR-PP/V/C-F-31U2U2FG",{"v":1309,"d":"1,309"},"M1"]
[97722170,"Насос GRUNDFOS","DDA 17-7 AR-PV/T/C-F-31U2U2FG",{"v":1505,"d":"1,505"},"M1"]
[97722150,"Насос GRUNDFOS","DDA 17-7 AR-PVC/E/C-F-31U2U2FG",{"v":1335,"d":"1,335"},"M1"]
[97722154,"Насос GRUNDFOS","DDA 17-7 AR-PVC/V/C-F-31U2U2FG",{"v":1335,"d":"1,335"},"M1"]
[97722174,"Насос GRUNDFOS","DDA 17-7 AR-SS/T/SS-F-31AAFG",{"v":1993,"d":"1,993"},"M1"]
[97722210,"Насос GRUNDFOS","DDA 17-7 FCM-PP/E/C-F-31U2U2FG",{"v":1859,"d":"1,859"},"M1"]
[97722214,"Насос GRUNDFOS","DDA 17-7 FCM-PP/V/C-F-31U2U2FG",{"v":1859,"d":"1,859"},"M1"]
[97722238,"Насос GRUNDFOS","DDA 17-7 FCM-PV/T/C-F-31U2U2FG",{"v":2054,"d":"2,054"},"M1"]
[97722218,"Насос GRUNDFOS","DDA 17-7 FCM-PVC/E/C-F-31U2U2FG",{"v":1884,"d":"1,884"},"M1"]
[97722222,"Насос GRUNDFOS","DDA 17-7 FCM-PVC/V/C-F-31U2U2FG",{"v":1884,"d":"1,884"},"M1"]
[97722242,"Насос GRUNDFOS","DDA 17-7 FCM-SS/T/SS-F-31AAFG",{"v":2542,"d":"2,542"},"M1"]
[97722176,"Насос GRUNDFOS","DDA 17-7 FC-PP/E/C-F-31U2U2FG",{"v":1603,"d":"1,603"},"M1"]
[97722180,"Насос GRUNDFOS","DDA 17-7 FC-PP/V/C-F-31U2U2FG",{"v":1603,"d":"1,603"},"M1"]
[97722204,"Насос GRUNDFOS","DDA 17-7 FC-PV/T/C-F-31U2U2FG",{"v":1781,"d":"1,781"},"M1"]
[97722184,"Насос GRUNDFOS","DDA 17-7 FC-PVC/E/C-F-31U2U2FG",{"v":1627,"d":"1,627"},"M1"]
[97722188,"Насос GRUNDFOS","DDA 17-7 FC-PVC/V/C-F-31U2U2FG",{"v":1627,"d":"1,627"},"M1"]
[97722208,"Насос GRUNDFOS","DDA 17-7 FC-SS/T/SS-F-31AAFG",{"v":2285,"d":"2,285"},"M1"]
[97722244,"Насос GRUNDFOS","DDA 30-4 AR-PP/E/C-F-31U2U2FG",{"v":1437,"d":"1,437"},"M1"]
[97722248,"Насос GRUNDFOS","DDA 30-4 AR-PP/V/C-F-31U2U2FG",{"v":1437,"d":"1,437"},"M1"]
[97722272,"Насос GRUNDFOS","DDA 30-4 AR-PV/T/C-F-31U2U2FG",{"v":1632,"d":"1,632"},"M1"]
[97722252,"Насос GRUNDFOS","DDA 30-4 AR-PVC/E/C-F-31U2U2FG",{"v":1462,"d":"1,462"},"M1"]
[97722256,"Насос GRUNDFOS","DDA 30-4 AR-PVC/V/C-F-31U2U2FG",{"v":1462,"d":"1,462"},"M1"]
[97722276,"Насос GRUNDFOS","DDA 30-4 AR-SS/T/SS-F-31AAFG",{"v":2121,"d":"2,121"},"M1"]
[97722313,"Насос GRUNDFOS","DDA 30-4 FCM-PP/E/C-F-31U2U2FG",{"v":1986,"d":"1,986"},"M1"]
[97722317,"Насос GRUNDFOS","DDA 30-4 FCM-PP/V/C-F-31U2U2FG",{"v":1986,"d":"1,986"},"M1"]
[97722351,"Насос GRUNDFOS","DDA 30-4 FCM-PV/T/C-F-31U2U2FG",{"v":2181,"d":"2,181"},"M1"]
[97722331,"Насос GRUNDFOS","DDA 30-4 FCM-PVC/E/C-F-31U2U2FG",{"v":2011,"d":"2,011"},"M1"]
[97722335,"Насос GRUNDFOS","DDA 30-4 FCM-PVC/V/C-F-31U2U2FG",{"v":2011,"d":"2,011"},"M1"]
[97722355,"Насос GRUNDFOS","DDA 30-4 FCM-SS/T/SS-F-31AAFG",{"v":2670,"d":"2,670"},"M1"]
[97722278,"Насос GRUNDFOS","DDA 30-4 FC-PP/E/C-F-31U2U2FG",{"v":1730,"d":"1,730"},"M1"]
[97722282,"Насос GRUNDFOS","DDA 30-4 FC-PP/V/C-F-31U2U2FG",{"v":1730,"d":"1,730"},"M1"]
[97722307,"Насос GRUNDFOS","DDA 30-4 FC-PV/T/C-F-31U2U2FG",{"v":1926,"d":"1,926"},"M1"]
[97722286,"Насос GRUNDFOS","DDA 30-4 FC-PVC/E/C-F-31U2U2FG",{"v":1755,"d":"1,755"},"M1"]
[97722291,"Насос GRUNDFOS","DDA 30-4 FC-PVC/V/C-F-31U2U2FG",{"v":1755,"d":"1,755"},"M1"]
[97722311,"Насос GRUNDFOS","DDA 30-4 FC-SS/T/SS-F-31AAFG",{"v":2414,"d":"2,414"},"M1"]
[97721938,"Насос GRUNDFOS","DDA 7.5-16 AR-PP/E/C-F-31U2U2FG",{"v":1155,"d":"1,155"},"M1"]
[97721942,"Насос GRUNDFOS","DDA 7.5-16 AR-PP/V/C-F-31U2U2FG",{"v":1155,"d":"1,155"},"M1"]
[97721966,"Насос GRUNDFOS","DDA 7.5-16 AR-PV/T/C-F-31U2U2FG",{"v":1352,"d":"1,352"},"M1"]
[97721946,"Насос GRUNDFOS","DDA 7.5-16 AR-PVC/E/C-F-31U2U2FG",{"v":1181,"d":"1,181"},"M1"]
[97721950,"Насос GRUNDFOS","DDA 7.5-16 AR-PVC/V/C-F-31U2U2FG",{"v":1181,"d":"1,181"},"M1"]
[97721970,"Насос GRUNDFOS","DDA 7.5-16 AR-SS/T/SS-F-31AAFG",{"v":1839,"d":"1,839"},"M1"]
[97722006,"Насос GRUNDFOS","DDA 7.5-16 FCM-PP/E/C-F-31U2U2FG",{"v":1704,"d":"1,704"},"M1"]
[97722010,"Насос GRUNDFOS","DDA 7.5-16 FCM-PP/V/C-F-31U2U2FG",{"v":1704,"d":"1,704"},"M1"]
[97722034,"Насос GRUNDFOS","DDA 7.5-16 FCM-PV/T/C-F-31U2U2FG",{"v":1901,"d":"1,901"},"M1"]
[97722014,"Насос GRUNDFOS","DDA 7.5-16 FCM-PVC/E/C-F-31U2U2FG",{"v":1730,"d":"1,730"},"M1"]
[97722018,"Насос GRUNDFOS","DDA 7.5-16 FCM-PVC/V/C-F-31U2U2FG",{"v":1730,"d":"1,730"},"M1"]
[97722038,"Насос GRUNDFOS","DDA 7.5-16 FCM-SS/T/SS-F-31AAFG",{"v":2388,"d":"2,388"},"M1"]
[97721972,"Насос GRUNDFOS","DDA 7.5-16 FC-PP/E/C-F-31U2U2FG",{"v":1449,"d":"1,449"},"M1"]
[97721976,"Насос GRUNDFOS","DDA 7.5-16 FC-PP/V/C-F-31U2U2FG",{"v":1449,"d":"1,449"},"M1"]
[97722000,"Насос GRUNDFOS","DDA 7.5-16 FC-PV/T/C-F-31U2U2FG",{"v":1644,"d":"1,644"},"M1"]
[97721980,"Насос GRUNDFOS","DDA 7.5-16 FC-PVC/E/C-F-31U2U2FG",{"v":1473,"d":"1,473"},"M1"]
[97721984,"Насос GRUNDFOS","DDA 7.5-16 FC-PVC/V/C-F-31U2U2FG",{"v":1473,"d":"1,473"},"M1"]
[97722004,"Насос GRUNDFOS","DDA 7.5-16 FC-SS/T/SS-F-31AAFG",{"v":2132,"d":"2,132"},"M1"]
[97721461,"Насос GRUNDFOS","DDC 15-4 A-PP/E/C-F-31U2U2FG",785,"M1"]
[97721465,"Насос GRUNDFOS","DDC 15-4 A-PP/V/C-F-31U2U2FG",785,"M1"]
[97721489,"Насос GRUNDFOS","DDC 15-4 A-PV/T/C-F-31U2U2FG",974,"M1"]
[97721469,"Насос GRUNDFOS","DDC 15-4 A-PVC/E/C-F-31U2U2FG",809,"M1"]
[97721473,"Насос GRUNDFOS","DDC 15-4 A-PVC/V/C-F-31U2U2FG",809,"M1"]
[97721495,"Насос GRUNDFOS","DDC 15-4 AR-PP/E/C-F-31U2U2FG",974,"M1"]
[97721499,"Насос GRUNDFOS","DDC 15-4 AR-PP/V/C-F-31U2U2FG",974,"M1"]
[97721523,"Насос GRUNDFOS","DDC 15-4 AR-PV/T/C-F-31U2U2FG",{"v":1165,"d":"1,165"},"M1"]
[97721503,"Насос GRUNDFOS","DDC 15-4 AR-PVC/E/C-F-31U2U2FG",998,"M1"]
[97721507,"Насос GRUNDFOS","DDC 15-4 AR-PVC/V/C-F-31U2U2FG",998,"M1"]
[97721527,"Насос GRUNDFOS","DDC 15-4 AR-SS/T/SS-F-31AAFG",{"v":1639,"d":"1,639"},"M1"]
[97721493,"Насос GRUNDFOS","DDC 15-4 A-SS/T/SS-F-31AAFG",{"v":1449,"d":"1,449"},"M1"]
[97721324,"Насос GRUNDFOS","DDC 6-10 A-PP/E/C-F-31U2U2FG",643,"M1"]
[97721328,"Насос GRUNDFOS","DDC 6-10 A-PP/V/C-F-31U2U2FG",643,"M1"]
[97721352,"Насос GRUNDFOS","DDC 6-10 A-PV/T/C-F-31U2U2FG",832,"M1"]
[97721332,"Насос GRUNDFOS","DDC 6-10 A-PVC/E/C-F-31U2U2FG",666,"M1"]
[97721336,"Насос GRUNDFOS","DDC 6-10 A-PVC/V/C-F-31U2U2FG",666,"M1"]
[97721358,"Насос GRUNDFOS","DDC 6-10 AR-PP/E/C-F-31U2U2FG",832,"M1"]
[97721362,"Насос GRUNDFOS","DDC 6-10 AR-PP/V/C-F-31U2U2FG",832,"M1"]
[97721387,"Насос GRUNDFOS","DDC 6-10 AR-PV/T/C-F-31U2U2FG",{"v":1022,"d":"1,022"},"M1"]
[97721366,"Насос GRUNDFOS","DDC 6-10 AR-PVC/E/C-F-31U2U2FG",856,"M1"]
[97721370,"Насос GRUNDFOS","DDC 6-10 AR-PVC/V/C-F-31U2U2FG",856,"M1"]
[97721391,"Насос GRUNDFOS","DDC 6-10 AR-SS/T/SS-F-31AAFG",{"v":1497,"d":"1,497"},"M1"]
[97721356,"Насос GRUNDFOS","DDC 6-10 A-SS/T/SS-F-31AAFG",{"v":1307,"d":"1,307"},"M1"]
[97721393,"Насос GRUNDFOS","DDC 9-7 A-PP/E/C-F-31U2U2FG",643,"M1"]
[97721397,"Насос GRUNDFOS","DDC 9-7 A-PP/V/C-F-31U2U2FG",643,"M1"]
[97721421,"Насос GRUNDFOS","DDC 9-7 A-PV/T/C-F-31U2U2FG",832,"M1"]
[97721401,"Насос GRUNDFOS","DDC 9-7 A-PVC/E/C-F-31U2U2FG",666,"M1"]
[97721405,"Насос GRUNDFOS","DDC 9-7 A-PVC/V/C-F-31U2U2FG",666,"M1"]
[97721427,"Насос GRUNDFOS","DDC 9-7 AR-PP/E/C-F-31U2U2FG",832,"M1"]
[97721431,"Насос GRUNDFOS","DDC 9-7 AR-PP/V/C-F-31U2U2FG",832,"M1"]
[97721455,"Насос GRUNDFOS","DDC 9-7 AR-PV/T/C-F-31U2U2FG",{"v":1022,"d":"1,022"},"M1"]
[97721435,"Насос GRUNDFOS","DDC 9-7 AR-PVC/E/C-F-31U2U2FG",856,"M1"]
[97721439,"Насос GRUNDFOS","DDC 9-7 AR-PVC/V/C-F-31U2U2FG",856,"M1"]
[97721459,"Насос GRUNDFOS","DDC 9-7 AR-SS/T/SS-F-31AAFG",{"v":1497,"d":"1,497"},"M1"]
[97721425,"Насос GRUNDFOS","DDC 9-7 A-SS/T/SS-F-31AAFG",{"v":1307,"d":"1,307"},"M1"]
[97720983,"Насос GRUNDFOS","DDE 15-4 B-PP/E/C-X-31U2U2FG",533,"M1"]
[97720987,"Насос GRUNDFOS","DDE 15-4 B-PP/V/C-X-31U2U2FG",533,"M1"]
[97721011,"Насос GRUNDFOS","DDE 15-4 B-PV/T/C-X-31U2U2FG",734,"M1"]
[97720991,"Насос GRUNDFOS","DDE 15-4 B-PVC/E/C-X-31U2U2FG",559,"M1"]
[97720995,"Насос GRUNDFOS","DDE 15-4 B-PVC/V/C-X-31U2U2FG",559,"M1"]
[97721015,"Насос GRUNDFOS","DDE 15-4 B-SS/T/SS-X-31AAFG",{"v":1237,"d":"1,237"},"M1"]
[97721017,"Насос GRUNDFOS","DDE 15-4 P-PP/E/C-X-31U2U2FG",623,"M1"]
[97721021,"Насос GRUNDFOS","DDE 15-4 P-PP/V/C-X-31U2U2FG",623,"M1"]
[97721045,"Насос GRUNDFOS","DDE 15-4 P-PV/T/C-X-31U2U2FG",824,"M1"]
[97721025,"Насос GRUNDFOS","DDE 15-4 P-PVC/E/C-X-31U2U2FG",648,"M1"]
[97721029,"Насос GRUNDFOS","DDE 15-4 P-PVC/V/C-X-31U2U2FG",648,"M1"]
[98147294,"Насос GRUNDFOS","DDE 15-4 PR-PP/E/C-X-31U2U2FG",681,"M1"]
[98147298,"Насос GRUNDFOS","DDE 15-4 PR-PP/V/C-X-31U2U2FG",681,"M1"]
[98147322,"Насос GRUNDFOS","DDE 15-4 PR-PV/T/C-X-31U2U2FG",882,"M1"]
[98147302,"Насос GRUNDFOS","DDE 15-4 PR-PVC/E/C-X-31U2U2FG",706,"M1"]
[98147306,"Насос GRUNDFOS","DDE 15-4 PR-PVC/V/C-X-31U2U2FG",706,"M1"]
[98147326,"Насос GRUNDFOS","DDE 15-4 PR-SS/T/SS-X-31AAFG",{"v":1385,"d":"1,385"},"M1"]
[97721049,"Насос GRUNDFOS","DDE 15-4 P-SS/T/SS-X-31AAFG",{"v":1327,"d":"1,327"},"M1"]
[97720905,"Насос GRUNDFOS","DDE 6-10 B-PP/E/C-X-31U2U2FG",382,"M1"]
[97720909,"Насос GRUNDFOS","DDE 6-10 B-PP/V/C-X-31U2U2FG",382,"M1"]
[97720943,"Насос GRUNDFOS","DDE 6-10 B-PV/T/C-X-31U2U2FG",583,"M1"]
[97720923,"Насос GRUNDFOS","DDE 6-10 B-PVC/E/C-X-31U2U2FG",408,"M1"]
[97720927,"Насос GRUNDFOS","DDE 6-10 B-PVC/V/C-X-31U2U2FG",408,"M1"]
[97720947,"Насос GRUNDFOS","DDE 6-10 B-SS/T/SS-X-31AAFG",{"v":1086,"d":"1,086"},"M1"]
[97720949,"Насос GRUNDFOS","DDE 6-10 P-PP/E/C-X-31U2U2FG",473,"M1"]
[97720953,"Насос GRUNDFOS","DDE 6-10 P-PP/V/C-X-31U2U2FG",473,"M1"]
[97720977,"Насос GRUNDFOS","DDE 6-10 P-PV/T/C-X-31U2U2FG",673,"M1"]
[97720957,"Насос GRUNDFOS","DDE 6-10 P-PVC/E/C-X-31U2U2FG",498,"M1"]
[97720961,"Насос GRUNDFOS","DDE 6-10 P-PVC/V/C-X-31U2U2FG",498,"M1"]
[98147240,"Насос GRUNDFOS","DDE 6-10 PR-PP/E/C-X-31U2U2FG",530,"M1"]
[98147264,"Насос GRUNDFOS","DDE 6-10 PR-PP/V/C-X-31U2U2FG",530,"M1"]
[98147288,"Насос GRUNDFOS","DDE 6-10 PR-PV/T/C-X-31U2U2FG",731,"M1"]
[98147268,"Насос GRUNDFOS","DDE 6-10 PR-PVC/E/C-X-31U2U2FG",555,"M1"]
[98147272,"Насос GRUNDFOS","DDE 6-10 PR-PVC/V/C-X-31U2U2FG",555,"M1"]
[98147292,"Насос GRUNDFOS","DDE 6-10 PR-SS/T/SS-X-31AAFG",{"v":1234,"d":"1,234"},"M1"]
[97720981,"Насос GRUNDFOS","DDE 6-10 P-SS/T/SS-X-31AAFG",{"v":1176,"d":"1,176"},"M1"]
[95715261,"Насос GRUNDFOS","DDI 150-4 AF-PP/E/C-S-31B4B4F",{"v":3786,"d":"3,786"},"M5"]
[96684680,"Насос GRUNDFOS","DDI 150-4 AF-PV/T/C-S-31B4B4F",{"v":4586,"d":"4,586"},"M5"]
[96684692,"Насос GRUNDFOS","DDI 150-4 AF-PVC/V/C-S-31B2B2F",{"v":3782,"d":"3,782"},"M5"]
[96684684,"Насос GRUNDFOS","DDI 150-4 AF-SS/T/SS-S-31A1A1F",{"v":4951,"d":"4,951"},"M5"]
[95714556,"Насос GRUNDFOS","DDI 150-4 AR-PP/E/C-S-31B4B4F",{"v":2951,"d":"2,951"},"M5"]
[96717268,"Насос GRUNDFOS","DDI 150-4 AR-PV/T/C-S-31B4B4F",{"v":3751,"d":"3,751"},"M5"]
[96684639,"Насос GRUNDFOS","DDI 150-4 AR-PVC/V/C-S-31B2B2F",{"v":2947,"d":"2,947"},"M5"]
[96731325,"Насос GRUNDFOS","DDI 150-4 AR-SS/T/SS-S-31A1A1F",{"v":4116,"d":"4,116"},"M5"]
[96694396,"Насос GRUNDFOS","DDI 60-10 AF-PP/E/C-S-3166F",{"v":3368,"d":"3,368"},"M5"]
[96684859,"Насос GRUNDFOS","DDI 60-10 AF-PP/V/C-S-3166F",{"v":3371,"d":"3,371"},"M5"]
[96695846,"Насос GRUNDFOS","DDI 60-10 AF-PVC/E/C-S-31B16F",{"v":3327,"d":"3,327"},"M5"]
[95719135,"Насос GRUNDFOS","DDI 60-10 AF-PVC/T/C-S-31B3B3F",{"v":3269,"d":"3,269"},"M5"]
[96684858,"Насос GRUNDFOS","DDI 60-10 AF-PVC/V/C-S-31B16F",{"v":3346,"d":"3,346"},"M5"]
[96684846,"Насос GRUNDFOS","DDI 60-10 AF-SS/T/SS-S-31AAF",{"v":3899,"d":"3,899"},"M5"]
[96717438,"Насос GRUNDFOS","DDI 60-10 AR-PP/E/C-S-3166F",{"v":2534,"d":"2,534"},"M5"]
[96684789,"Насос GRUNDFOS","DDI 60-10 AR-PP/V/C-S-3166F",{"v":2537,"d":"2,537"},"M5"]
[96684765,"Насос GRUNDFOS","DDI 60-10 AR-PV/T/C-S-31B3B3F",{"v":2813,"d":"2,813"},"M5"]
[95719133,"Насос GRUNDFOS","DDI 60-10 AR-PVC/E/C-S-31B16F",{"v":2473,"d":"2,473"},"M5"]
[95719134,"Насос GRUNDFOS","DDI 60-10 AR-PVC/V/C-S-31B16F",{"v":2492,"d":"2,492"},"M5"]
[96684734,"Насос GRUNDFOS","DDI 60-10 AR-SS/T/SS-S-31AAF",{"v":3064,"d":"3,064"},"M5"]
[95037105,"Ограничитель глубины установки, для стойки 60 х 60 мм GRUNDFOS","Depth blocker 60 for clamping AISI 304",21,"Z"]
[95037106,"Ограничитель глубины установки, для стойки 60 х 60 мм GRUNDFOS","Depth blocker 60 for clamping AISI 316",37,"Z"]
[96003721,"Ручной мембранный насос GRUNDFOS","Diaphragm pump",263,"Z"]
[98085358,"Напорный узел в сборе GRUNDFOS","Discharge pipe MDG 1 1/2\" cpl.",918,"Z"]
[98085356,"Напорный узел в сборе GRUNDFOS","Discharge pipe MOG 1 1/2\" cpl.",508,"Z"]
[96922627,"Автоматическая трубная муфта для фланца DIN GRUNDFOS","Discharges ADC-T DIN, 100mm",259,"Z"]
[96922628,"Автоматическая трубная муфта для фланца DIN GRUNDFOS","Discharges ADC-T DIN, 150mm",615,"Z"]
[96922625,"Автоматическая трубная муфта для фланца DIN GRUNDFOS","Discharges ADC-T DIN, 50mm",103,"Z"]
[96936832,"Автоматическая трубная муфта для фланца DIN GRUNDFOS","Discharges ADC-T DIN, 80mm",172,"Z"]
[96922611,"Фланцевое колено, DIN GRUNDFOS","Discharges elbow DIN flange, 100mm",53,"Z"]
[96922612,"Фланцевое колено, DIN GRUNDFOS","Discharges elbow DIN flange, 150mm",92,"Z"]
[96922609,"Фланцевое колено, DIN GRUNDFOS","Discharges elbow DIN flange, 50mm",24,"Z"]
[96922610,"Фланцевое колено, DIN GRUNDFOS","Discharges elbow DIN flange, 80mm",42,"Z"]
[96922619,"Колено для шланга GRUNDFOS","Discharges elbow hose flange, 100mm",69,"Z"]
[96922620,"Колено для шланга GRUNDFOS","Discharges elbow hose flange, 150mm",82,"Z"]
[96922617,"Колено для шланга GRUNDFOS","Discharges elbow hose flange, 50mm",18,"Z"]
[96922618,"Колено для шланга GRUNDFOS","Discharges elbow hose flange, 80mm",29,"Z"]
[96922570,"Напорный патрубок,DIN, фланцевое соединение GRUNDFOS","Discharges straight DIN flange, 100mm",46,"Z"]
[96922572,"Напорный патрубок,DIN, фланцевое соединение GRUNDFOS","Discharges straight DIN flange, 100mm",390,"Z"]
[96922571,"Напорный патрубок,DIN, фланцевое соединение GRUNDFOS","Discharges straight DIN flange, 150mm",78,"Z"]
[96922573,"Напорный патрубок,DIN, фланцевое соединение GRUNDFOS","Discharges straight DIN flange, 150mm",410,"Z"]
[96922574,"Напорный патрубок,DIN, фланцевое соединение GRUNDFOS","Discharges straight DIN flange, 150mm",431,"Z"]
[96922575,"Напорный патрубок,DIN, фланцевое соединение GRUNDFOS","Discharges straight DIN flange, 150mm",472,"Z"]
[96922576,"Напорный патрубок,DIN, фланцевое соединение GRUNDFOS","Discharges straight DIN flange, 200mm",482,"Z"]
[96922577,"Напорный патрубок,DIN, фланцевое соединение GRUNDFOS","Discharges straight DIN flange, 200mm",492,"Z"]
[96922578,"Напорный патрубок,DIN, фланцевое соединение GRUNDFOS","Discharges straight DIN flange, 200mm",505,"Z"]
[96922567,"Напорный патрубок,DIN, фланцевое соединение GRUNDFOS","Discharges straight DIN flange, 50mm",22,"Z"]
[96922569,"Напорный патрубок,DIN, фланцевое соединение GRUNDFOS","Discharges straight DIN flange, 80mm",41,"Z"]
[96922568,"Напорный патрубок,DIN, фланцевое соединение GRUNDFOS","Discharges straight DIN flange, 80mm",38,"Z"]
[96922594,"Напорный патрубок для шланга GRUNDFOS","Discharges straight Flange, 100mm",46,"Z"]
[96922596,"Напорный патрубок для шланга GRUNDFOS","Discharges straight Flange, 100mm",390,"Z"]
[96922595,"Напорный патрубок для шланга GRUNDFOS","Discharges straight Flange, 150mm",78,"Z"]
[96922597,"Напорный патрубок для шланга GRUNDFOS","Discharges straight Flange, 150mm",410,"Z"]
[96922598,"Напорный патрубок для шланга GRUNDFOS","Discharges straight Flange, 150mm",431,"Z"]
[96922599,"Напорный патрубок для шланга GRUNDFOS","Discharges straight Flange, 150mm",472,"Z"]
[96922600,"Напорный патрубок для шланга GRUNDFOS","Discharges straight Flange, 200mm",482,"Z"]
[96922601,"Напорный патрубок для шланга GRUNDFOS","Discharges straight Flange, 200mm",492,"Z"]
[96922602,"Напорный патрубок для шланга GRUNDFOS","Discharges straight Flange, 200mm",505,"Z"]
[96922591,"Напорный патрубок для шланга GRUNDFOS","Discharges straight Flange, 50mm",20,"Z"]
[96922593,"Напорный патрубок для шланга GRUNDFOS","Discharges straight Flange, 80mm",41,"Z"]
[96922592,"Напорный патрубок для шланга GRUNDFOS","Discharges straight Flange, 80mm",38,"Z"]
[95727743,"Фотометр GRUNDFOS","DIT-L, PHOTOMETER",783,"M10"]
[96524925,"Насос GRUNDFOS","DME 150-4 AR-PP/E/C-F-31QQF",{"v":2860,"d":"2,860"},"M2"]
[96524926,"Насос GRUNDFOS","DME 150-4 AR-PP/E/C-S-31QQF",{"v":2899,"d":"2,899"},"M2"]
[96524927,"Насос GRUNDFOS","DME 150-4 AR-PP/V/C-F-31QQF",{"v":2860,"d":"2,860"},"M2"]
[96524928,"Насос GRUNDFOS","DME 150-4 AR-PP/V/C-S-31QQF",{"v":2899,"d":"2,899"},"M2"]
[96524929,"Насос GRUNDFOS","DME 150-4 AR-PV/V/C-F-31QQF",{"v":3086,"d":"3,086"},"M2"]
[96524930,"Насос GRUNDFOS","DME 150-4 AR-PV/V/C-S-31QQF",{"v":3125,"d":"3,125"},"M2"]
[96524931,"Насос GRUNDFOS","DME 150-4 AR-SS/V/SS-F-31A1A1F",{"v":3574,"d":"3,574"},"M2"]
[96524932,"Насос GRUNDFOS","DME 150-4 AR-SS/V/SS-S-31A1A1F",{"v":3613,"d":"3,613"},"M2"]
[96524933,"Насос GRUNDFOS","DME 150-4 B-PP/E/C-F-31QQF",{"v":2199,"d":"2,199"},"M2"]
[96524934,"Насос GRUNDFOS","DME 150-4 B-PP/E/C-S-31QQF",{"v":2238,"d":"2,238"},"M2"]
[96524935,"Насос GRUNDFOS","DME 150-4 B-PP/V/C-F-31QQF",{"v":2199,"d":"2,199"},"M2"]
[96524936,"Насос GRUNDFOS","DME 150-4 B-PP/V/C-S-31QQF",{"v":2238,"d":"2,238"},"M2"]
[96524937,"Насос GRUNDFOS","DME 150-4 B-PV/V/C-F-31QQF",{"v":2425,"d":"2,425"},"M2"]
[96524938,"Насос GRUNDFOS","DME 150-4 B-PV/V/C-S-31QQF",{"v":2464,"d":"2,464"},"M2"]
[96524939,"Насос GRUNDFOS","DME 150-4 B-SS/V/SS-F-31A1A1F",{"v":2913,"d":"2,913"},"M2"]
[96524940,"Насос GRUNDFOS","DME 150-4 B-SS/V/SS-S-31A1A1F",{"v":2952,"d":"2,952"},"M2"]
[95905003,"Насос GRUNDFOS","DME 375-10 AR-PP/E/C-F-31A2A2F",{"v":4747,"d":"4,747"},"M2"]
[95905005,"Насос GRUNDFOS","DME 375-10 AR-PP/E/C-S-31A2A2F",{"v":4597,"d":"4,597"},"M2"]
[95905013,"Насос GRUNDFOS","DME 375-10 AR-PP/V/C-F-31A2A2F",{"v":4761,"d":"4,761"},"M2"]
[95905015,"Насос GRUNDFOS","DME 375-10 AR-PP/V/C-S-31A2A2F",{"v":4610,"d":"4,610"},"M2"]
[95905035,"Насос GRUNDFOS","DME 375-10 AR-PV/V/C-F-31A2A2F",{"v":5276,"d":"5,276"},"M2"]
[95905037,"Насос GRUNDFOS","DME 375-10 AR-PV/V/C-S-31A2A2F",{"v":5103,"d":"5,103"},"M2"]
[96524947,"Насос GRUNDFOS","DME 375-10 AR-SS/V/SS-F-31A2A2F",{"v":5180,"d":"5,180"},"M2"]
[95905063,"Насос GRUNDFOS","DME 375-10 B-PP/E/C-F-31A2A2F",{"v":4053,"d":"4,053"},"M2"]
[95905073,"Насос GRUNDFOS","DME 375-10 B-PP/V/C-F-31A2A2F",{"v":4066,"d":"4,066"},"M2"]
[95905095,"Насос GRUNDFOS","DME 375-10 B-PV/V/C-F-31A2A2F",{"v":4582,"d":"4,582"},"M2"]
[96524874,"Насос GRUNDFOS","DME 60-10 AR-PP/E/C-F-31QQF",{"v":2639,"d":"2,639"},"M2"]
[96524879,"Насос GRUNDFOS","DME 60-10 AR-PP/E/C-S-31QQF",{"v":2678,"d":"2,678"},"M2"]
[96524910,"Насос GRUNDFOS","DME 60-10 AR-PP/V/C-F-31QQF",{"v":2639,"d":"2,639"},"M2"]
[96524911,"Насос GRUNDFOS","DME 60-10 AR-PP/V/C-S-31QQF",{"v":2678,"d":"2,678"},"M2"]
[96524912,"Насос GRUNDFOS","DME 60-10 AR-PV/V/C-F-31QQF",{"v":2850,"d":"2,850"},"M2"]
[96524913,"Насос GRUNDFOS","DME 60-10 AR-PV/V/C-S-31QQF",{"v":2889,"d":"2,889"},"M2"]
[96524914,"Насос GRUNDFOS","DME 60-10 AR-SS/V/SS-F-31A1A1F",{"v":3300,"d":"3,300"},"M2"]
[96524915,"Насос GRUNDFOS","DME 60-10 AR-SS/V/SS-S-31A1A1F",{"v":3339,"d":"3,339"},"M2"]
[96524916,"Насос GRUNDFOS","DME 60-10 B-PP/E/C-F-31QQF",{"v":1980,"d":"1,980"},"M2"]
[96524917,"Насос GRUNDFOS","DME 60-10 B-PP/E/C-S-31QQF",{"v":2019,"d":"2,019"},"M2"]
[96524918,"Насос GRUNDFOS","DME 60-10 B-PP/V/C-F-31QQF",{"v":1980,"d":"1,980"},"M2"]
[96524919,"Насос GRUNDFOS","DME 60-10 B-PP/V/C-S-31QQF",{"v":2019,"d":"2,019"},"M2"]
[96524920,"Насос GRUNDFOS","DME 60-10 B-PV/V/C-F-31QQF",{"v":2191,"d":"2,191"},"M2"]
[96524921,"Насос GRUNDFOS","DME 60-10 B-PV/V/C-S-31QQF",{"v":2231,"d":"2,231"},"M2"]
[96524923,"Насос GRUNDFOS","DME 60-10 B-SS/V/SS-F-31A1A1F",{"v":2641,"d":"2,641"},"M2"]
[96524924,"Насос GRUNDFOS","DME 60-10 B-SS/V/SS-S-31A1A1F",{"v":2680,"d":"2,680"},"M2"]
[95905191,"Насос GRUNDFOS","DME 940-4 AR-PP/E/C-F-31A2A2F",{"v":5554,"d":"5,554"},"M2"]
[95905193,"Насос GRUNDFOS","DME 940-4 AR-PP/E/C-S-31A2A2F",{"v":5318,"d":"5,318"},"M2"]
[95905201,"Насос GRUNDFOS","DME 940-4 AR-PP/V/C-F-31A2A2F",{"v":5568,"d":"5,568"},"M2"]
[95905203,"Насос GRUNDFOS","DME 940-4 AR-PP/V/C-S-31A2A2F",{"v":5331,"d":"5,331"},"M2"]
[95905223,"Насос GRUNDFOS","DME 940-4 AR-PV/V/C-F-31A2A2F",{"v":5878,"d":"5,878"},"M2"]
[95905225,"Насос GRUNDFOS","DME 940-4 AR-PV/V/C-S-31A2A2F",{"v":5931,"d":"5,931"},"M2"]
[96524964,"Насос GRUNDFOS","DME 940-4 AR-SS/V/SS-F-31A2A2F",{"v":5864,"d":"5,864"},"M2"]
[96524965,"Насос GRUNDFOS","DME 940-4 AR-SS/V/SS-S-31A2A2F",{"v":5917,"d":"5,917"},"M2"]
[95905251,"Насос GRUNDFOS","DME 940-4 B-PP/E/C-F-31A2A2F",{"v":4861,"d":"4,861"},"M2"]
[95905253,"Насос GRUNDFOS","DME 940-4 B-PP/E/C-S-31A2A2F",{"v":4661,"d":"4,661"},"M2"]
[95905261,"Насос GRUNDFOS","DME 940-4 B-PP/V/C-F-31A2A2F",{"v":4876,"d":"4,876"},"M2"]
[96524982,"Насос GRUNDFOS","DME 940-4 B-SS/V/SS-F-31A2A2F",{"v":5207,"d":"5,207"},"M2"]
[96293635,"Насос GRUNDFOS","DMH 100-10 B-PP/E/T-X-E1B9B9",{"v":2546,"d":"2,546"},"M9"]
[96293636,"Насос GRUNDFOS","DMH 100-10 B-SS/V/SS-X-E1A1A1",{"v":3337,"d":"3,337"},"M9"]
[96293649,"Насос GRUNDFOS","DMH 1150-10 B-PP/E/G-X-E1U4B5",{"v":9025,"d":"9,025"},"M9"]
[96293650,"Насос GRUNDFOS","DMH 1150-10 B-SS/V/SS-X-E1C1C1",{"v":10461,"d":"10,461"},"M9"]
[96293625,"Насос GRUNDFOS","DMH 13-10 B-PP/E/T-X-E144",{"v":2092,"d":"2,092"},"M9"]
[96293626,"Насос GRUNDFOS","DMH 13-10 B-SS/V/SS-X-E1AA",{"v":2568,"d":"2,568"},"M9"]
[96293637,"Насос GRUNDFOS","DMH 143-10 B-PP/E/T-X-E1B9B9",{"v":5979,"d":"5,979"},"M9"]
[96293638,"Насос GRUNDFOS","DMH 143-10 B-SS/V/SS-X-E1A1A1",{"v":6848,"d":"6,848"},"M9"]
[96293639,"Насос GRUNDFOS","DMH 213-10 B-PP/E/T-X-E1B9B9",{"v":5904,"d":"5,904"},"M9"]
[96293640,"Насос GRUNDFOS","DMH 213-10 B-SS/V/SS-X-E1A1A1",{"v":6774,"d":"6,774"},"M9"]
[96293627,"Насос GRUNDFOS","DMH 24-10 B-PP/E/T-X-E144",{"v":2092,"d":"2,092"},"M9"]
[96293628,"Насос GRUNDFOS","DMH 24-10 B-SS/V/SS-X-E1AA",{"v":2568,"d":"2,568"},"M9"]
[96293641,"Насос GRUNDFOS","DMH 291-10 B-PP/E/T-X-E1B9B9",{"v":5926,"d":"5,926"},"M9"]
[96293642,"Насос GRUNDFOS","DMH 291-10 B-SS/V/SS-X-E1A1A1",{"v":6796,"d":"6,796"},"M9"]
[96293643,"Насос GRUNDFOS","DMH 332-10 B-PP/E/T-X-E1B9B9",{"v":6344,"d":"6,344"},"M9"]
[96293644,"Насос GRUNDFOS","DMH 332-10 B-SS/V/SS-X-E1A1A1",{"v":7984,"d":"7,984"},"M9"]
[96293629,"Насос GRUNDFOS","DMH 37-10 B-PP/E/T-X-E144",{"v":2166,"d":"2,166"},"M9"]
[96293630,"Насос GRUNDFOS","DMH 37-10 B-SS/V/SS-X-E1AA",{"v":2643,"d":"2,643"},"M9"]
[96293631,"Насос GRUNDFOS","DMH 46-10 B-PP/E/T-X-E144",{"v":2129,"d":"2,129"},"M9"]
[96293632,"Насос GRUNDFOS","DMH 46-10 B-SS/V/SS-X-E1AA",{"v":2606,"d":"2,606"},"M9"]
[96293623,"Насос GRUNDFOS","DMH 5,0-10 B-PP/E/T-X-E144",{"v":2095,"d":"2,095"},"M9"]
[96293624,"Насос GRUNDFOS","DMH 5,0-10 B-SS/V/SS-X-E1AA",{"v":2570,"d":"2,570"},"M9"]
[96293645,"Насос GRUNDFOS","DMH 550-10 B-PP/E/T-X-E7B9B5",{"v":6784,"d":"6,784"},"M9"]
[96293646,"Насос GRUNDFOS","DMH 550-10 B-SS/V/SS-X-E7A1C1",{"v":8447,"d":"8,447"},"M9"]
[96723853,"Насос GRUNDFOS","DMH 67-10 B-PP/E/T-X-E1B9B9",{"v":2400,"d":"2,400"},"M9"]
[96293634,"Насос GRUNDFOS","DMH 67-10 B-SS/V/SS-X-E1A1A1",{"v":3312,"d":"3,312"},"M9"]
[96293647,"Насос GRUNDFOS","DMH 770-10 B-PP/E/G-X-E1B5B5",{"v":8990,"d":"8,990"},"M9"]
[96293648,"Насос GRUNDFOS","DMH 770-10 B-SS/V/SS-X-E1C1C1",{"v":10456,"d":"10,456"},"M9"]
[96293601,"Насос GRUNDFOS","DMX 100-8 B-PP/E/T-X-E1B9B9",{"v":2154,"d":"2,154"},"M8"]
[96293602,"Насос GRUNDFOS","DMX 100-8 B-SS/V/SS-X-E1A1A1",{"v":2877,"d":"2,877"},"M8"]
[96293597,"Насос GRUNDFOS","DMX 115-3 B-PP/E/T-X-E1B9B9",{"v":1658,"d":"1,658"},"M8"]
[96293598,"Насос GRUNDFOS","DMX 115-3 B-SS/V/SS-X-E1A1A1",{"v":2302,"d":"2,302"},"M8"]
[96293603,"Насос GRUNDFOS","DMX 132-10 B-PP/E/T-X-E1B9B9",{"v":2441,"d":"2,441"},"M8"]
[96293604,"Насос GRUNDFOS","DMX 132-10 B-SS/V/SS-X-E1A1A1",{"v":3192,"d":"3,192"},"M8"]
[96293605,"Насос GRUNDFOS","DMX 142-8 B-PP/E/T-X-E1B9B9",{"v":2202,"d":"2,202"},"M8"]
[96293606,"Насос GRUNDFOS","DMX 142-8 B-SS/V/SS-X-E1A1A1",{"v":2923,"d":"2,923"},"M8"]
[96293607,"Насос GRUNDFOS","DMX 160-5 B-PP/E/T-X-E1B9B9",{"v":2188,"d":"2,188"},"M8"]
[96293608,"Насос GRUNDFOS","DMX 160-5 B-SS/V/SS-X-E1A1A1",{"v":2962,"d":"2,962"},"M8"]
[96293589,"Насос GRUNDFOS","DMX 16-10 B-PP/E/T-X-E144",{"v":1111,"d":"1,111"},"M8"]
[96293590,"Насос GRUNDFOS","DMX 16-10 B-SS/V/SS-X-E1AA",{"v":1764,"d":"1,764"},"M8"]
[96293609,"Насос GRUNDFOS","DMX 190-10 B-PP/E/T-X-E1B9B9",{"v":2441,"d":"2,441"},"M8"]
[96293610,"Насос GRUNDFOS","DMX 190-10 B-SS/V/SS-X-E1A1A1",{"v":3192,"d":"3,192"},"M8"]
[96293591,"Насос GRUNDFOS","DMX 27-10 B-PP/E/T-X-E144",{"v":1117,"d":"1,117"},"M8"]
[96293592,"Насос GRUNDFOS","DMX 27-10 B-SS/V/SS-X-E1AA",{"v":1770,"d":"1,770"},"M8"]
[96293611,"Насос GRUNDFOS","DMX 280-8 B-PP/E/T-X-E1B9B9",{"v":2495,"d":"2,495"},"M8"]
[96293612,"Насос GRUNDFOS","DMX 280-8 B-SS/V/SS-X-E1A1A1",{"v":3246,"d":"3,246"},"M8"]
[96293613,"Насос GRUNDFOS","DMX 321-6 B-PP/E/T-X-E1B9B9",{"v":2566,"d":"2,566"},"M8"]
[96293614,"Насос GRUNDFOS","DMX 321-6 B-SS/V/SS-X-E1A1A1",{"v":3442,"d":"3,442"},"M8"]
[96293615,"Насос GRUNDFOS","DMX 380-3 B-PP/E/T-X-E1B9B9",{"v":2286,"d":"2,286"},"M8"]
[96293616,"Насос GRUNDFOS","DMX 380-3 B-SS/V/SS-X-E1A1A1",{"v":3246,"d":"3,246"},"M8"]
[96293585,"Насос GRUNDFOS","DMX 4-10 B-PP/E/T-X-E144",{"v":1153,"d":"1,153"},"M8"]
[96293586,"Насос GRUNDFOS","DMX 4-10 B-SS/V/SS-X-E1AA",{"v":1807,"d":"1,807"},"M8"]
[96293617,"Насос GRUNDFOS","DMX 460-6 B-PP/E/T-X-E1B9B9",{"v":2566,"d":"2,566"},"M8"]
[96293618,"Насос GRUNDFOS","DMX 460-6 B-SS/V/SS-X-E1A1A1",{"v":3442,"d":"3,442"},"M8"]
[96293593,"Насос GRUNDFOS","DMX 50-10 B-PP/E/T-X-E144",{"v":1243,"d":"1,243"},"M8"]
[96293594,"Насос GRUNDFOS","DMX 50-10 B-SS/V/SS-X-E1AA",{"v":1897,"d":"1,897"},"M8"]
[96293619,"Насос GRUNDFOS","DMX 525-3 B-PP/E/T-X-E1U4U4",{"v":2992,"d":"2,992"},"M8"]
[96293620,"Насос GRUNDFOS","DMX 525-3 B-SS/V/SS-X-E1A2A2",{"v":4143,"d":"4,143"},"M8"]
[96293599,"Насос GRUNDFOS","DMX 67-10 B-PP/E/T-X-E1B9B9",{"v":2461,"d":"2,461"},"M8"]
[96293600,"Насос GRUNDFOS","DMX 67-10 B-SS/V/SS-X-E1A1A1",{"v":3213,"d":"3,213"},"M8"]
[96293595,"Насос GRUNDFOS","DMX 75-4 B-PP/E/T-X-E1B9B9",{"v":1497,"d":"1,497"},"M8"]
[96293596,"Насос GRUNDFOS","DMX 75-4 B-SS/V/SS-X-E1A1A1",{"v":2114,"d":"2,114"},"M8"]
[96631333,"Насос GRUNDFOS","DMX 765-3 B-PP/E/T-X-E1B5B5",{"v":2955,"d":"2,955"},"M8"]
[96293622,"Насос GRUNDFOS","DMX 765-3 B-SS/V/SS-X-E1A2A2",{"v":4143,"d":"4,143"},"M8"]
[96293587,"Насос GRUNDFOS","DMX 8-10 B-PP/E/T-X-E144",{"v":1148,"d":"1,148"},"M8"]
[96293588,"Насос GRUNDFOS","DMX 8-10 B-SS/V/SS-X-E1AA",{"v":1802,"d":"1,802"},"M8"]
[96655233,"Монитор дозирования GRUNDFOS","Dosing Monitor",854,"ZM1"]
[95905065,"Насос GRUNDFOS","Dosing Pump DME 375-10",{"v":3931,"d":"3,931"},"M2"]
[95905075,"Насос GRUNDFOS","Dosing Pump DME 375-10",{"v":3945,"d":"3,945"},"M2"]
[96524956,"Насос GRUNDFOS","Dosing Pump DME 375-10",{"v":4484,"d":"4,484"},"M2"]
[96524957,"Насос GRUNDFOS","Dosing Pump DME 375-10",{"v":4345,"d":"4,345"},"M2"]
[95905097,"Насос GRUNDFOS","Dosing Pump DME 375-10",{"v":4438,"d":"4,438"},"M2"]
[96524948,"Насос GRUNDFOS","Dosing Pump DME 375-10",{"v":4963,"d":"4,963"},"M2"]
[95905263,"Насос GRUNDFOS","Dosing Pump DME 940-4",{"v":4675,"d":"4,675"},"M2"]
[95905283,"Насос GRUNDFOS","Dosing Pump DME 940-4",{"v":5222,"d":"5,222"},"M2"]
[96524983,"Насос GRUNDFOS","Dosing Pump DME 940-4",{"v":5260,"d":"5,260"},"M2"]
[95905285,"Насос GRUNDFOS","Dosing Pump DME 940-4",{"v":5275,"d":"5,275"},"M2"]
[91072171,"Ниппель (нерж. сталь) GRUNDFOS","Double nipple type210 R2\" 100 1.4571",42,"Z"]
[96104200,"Насос GRUNDFOS","DP10.50.09.2.1.502",{"v":1584,"d":"1,584"},"J1"]
[96104204,"Насос GRUNDFOS","DP10.50.09.2.50B",{"v":1584,"d":"1,584"},"J1"]
[96104202,"Насос GRUNDFOS","DP10.50.09.A.2.1.502",{"v":1948,"d":"1,948"},"J1"]
[96104206,"Насос GRUNDFOS","DP10.50.09.A.2.50B",{"v":1948,"d":"1,948"},"J1"]
[96877476,"Насос GRUNDFOS","DP10.50.09.E.2.1.502",{"v":2291,"d":"2,291"},"J1"]
[96877478,"Насос GRUNDFOS","DP10.50.09.E.2.50B",{"v":2291,"d":"2,291"},"J1"]
[96877479,"Насос GRUNDFOS","DP10.50.09.E.Ex.2.1.502",{"v":2512,"d":"2,512"},"J1"]
[96877502,"Насос GRUNDFOS","DP10.50.09.E.Ex.2.50B",{"v":2512,"d":"2,512"},"J1"]
[96104201,"Насос GRUNDFOS","DP10.50.09.Ex.2.1.502",{"v":1752,"d":"1,752"},"J1"]
[96104205,"Насос GRUNDFOS","DP10.50.09.Ex.2.50B",{"v":1752,"d":"1,752"},"J1"]
[96104208,"Насос GRUNDFOS","DP10.50.15.2.50B",{"v":1803,"d":"1,803"},"J1"]
[96104210,"Насос GRUNDFOS","DP10.50.15.A.2.50B",{"v":2166,"d":"2,166"},"J1"]
[96877503,"Насос GRUNDFOS","DP10.50.15.E.2.50B",{"v":2490,"d":"2,490"},"J1"]
[96877504,"Насос GRUNDFOS","DP10.50.15.E.Ex.2.50B",{"v":2713,"d":"2,713"},"J1"]
[96104209,"Насос GRUNDFOS","DP10.50.15.Ex.2.50B",{"v":1970,"d":"1,970"},"J1"]
[96106542,"Насос GRUNDFOS","DP10.65.26.2.50B",{"v":2143,"d":"2,143"},"J1"]
[96106544,"Насос GRUNDFOS","DP10.65.26.A.2.50B",{"v":2508,"d":"2,508"},"J1"]
[96877506,"Насос GRUNDFOS","DP10.65.26.E.2.50B",{"v":2883,"d":"2,883"},"J1"]
[96877507,"Насос GRUNDFOS","DP10.65.26.E.Ex.2.50B",{"v":3108,"d":"3,108"},"J1"]
[96106543,"Насос GRUNDFOS","DP10.65.26.Ex.2.50B",{"v":2311,"d":"2,311"},"J1"]
[96884078,"Насос GRUNDFOS","DPK.10.50.075.5.0D",720,"J5"]
[96884080,"Насос GRUNDFOS","DPK.10.50.15.5.0D",747,"J5"]
[96884112,"Насос GRUNDFOS","DPK.10.80.22.5.0D",788,"J5"]
[96884088,"Насос GRUNDFOS","DPK.15.100.75.5.0D",{"v":1935,"d":"1,935"},"J5"]
[96926032,"Насос GRUNDFOS","DPK.15.100.75.5.1D",{"v":1971,"d":"1,971"},"J5"]
[96884114,"Насос GRUNDFOS","DPK.15.80.37.5.0D",{"v":1194,"d":"1,194"},"J5"]
[96884086,"Насос GRUNDFOS","DPK.15.80.55.5.0D",{"v":1804,"d":"1,804"},"J5"]
[96926030,"Насос GRUNDFOS","DPK.15.80.55.5.1D",{"v":1837,"d":"1,837"},"J5"]
[96884090,"Насос GRUNDFOS","DPK.20.100.110.5.0D",{"v":2781,"d":"2,781"},"J5"]
[96926034,"Насос GRUNDFOS","DPK.20.100.110.5.1D",{"v":2833,"d":"2,833"},"J5"]
[96884092,"Насос GRUNDFOS","DPK.20.100.150.5.0D",{"v":2878,"d":"2,878"},"J5"]
[96926036,"Насос GRUNDFOS","DPK.20.100.150.5.1D",{"v":2931,"d":"2,931"},"J5"]
[96884093,"Насос GRUNDFOS","DPK.20.150.190.5.1D",{"v":7851,"d":"7,851"},"J5"]
[96884094,"Насос GRUNDFOS","DPK.20.150.220.5.1D",{"v":8182,"d":"8,182"},"J5"]
[97789093,"Сливной шланг GRUNDFOS","Drain hose f. WC version",17,"Z"]
[96689132,"Сливной клапан GRUNDFOS","DRAIN VALVE PVC 3/4\"",129,"ZM1"]
["00ID4064","Кабель в водонепроницаемой оболочке GRUNDFOS","Drop cable RD TML-B 4G2.5mm2",5,"Z"]
["00ID4069","Кабель в водонепроницаемой оболочке GRUNDFOS","Drop cable RD TML-B 4G25MM2",32,"Z"]
["00ID4066","Кабель в водонепроницаемой оболочке GRUNDFOS","Drop cable RD TML-B 4G6mm2",9,"Z"]
["00ID4063","Кабель в водонепроницаемой оболочке GRUNDFOS","Drop cable RD TML-B 4x1.5mm2",4,"Z"]
["00ID4067","Кабель в водонепроницаемой оболочке GRUNDFOS","Drop cable RD TML-B 4x10mm2",16,"Z"]
["00ID4068","Кабель в водонепроницаемой оболочке GRUNDFOS","Drop cable RD TML-B 4x16MM2",22,"Z"]
["00ID7948","Кабель в водонепроницаемой оболочке GRUNDFOS","Drop cable TML-B 3G4.0mm2",6,"Z"]
["00ID7946","Кабель в водонепроницаемой оболочке GRUNDFOS","Drop cable, RD TML-B 3G1.5mm2",3,"Z"]
["00ID7947","Кабель в водонепроницаемой оболочке GRUNDFOS","Drop cable, RD TML-B 3G2.5mm2",4,"Z"]
["00RM4098","Кабель в водонепроницаемой оболочке GRUNDFOS","Drop cable, RD TML-B 3G6MM2",8,"Z"]
[96432949,"Кабель в водонепроницаемой оболочке GRUNDFOS","Drop cable, RD TML-B 4G35mm2",48,"Z"]
["00ID4065","Кабель в водонепроницаемой оболочке GRUNDFOS","Drop cable, RD TML-B 4G4mm2",7,"Z"]
[96308240,"Плита-основание для вертикального \"сухого\" монтажа GRNDFOS","Dry vertical installation kit DN250",{"v":1040,"d":"1,040"},"Z"]
[96308241,"Плита-основание для вертикального \"сухого\" монтажа GRNDFOS","Dry vertical installation kit DN300",{"v":1060,"d":"1,060"},"Z"]
[98440837,"Дозирочная установка GRUNDFOS","DSS PP S B DDA 12-10 AR/PVC/V/C",{"v":12990,"d":"12,990"},"M7"]
[98440838,"Дозирочная установка GRUNDFOS","DSS PP S B DDA 17-7 AR/PVC/V/C",{"v":12990,"d":"12,990"},"M7"]
[98440839,"Дозирочная установка GRUNDFOS","DSS PP S B DDA 30-4 AR/PVC/V/C",{"v":13225,"d":"13,225"},"M7"]
[98440836,"Дозирочная установка GRUNDFOS","DSS PP S B DDA 7,5-16 AR/PVC/V/C",{"v":12707,"d":"12,707"},"M7"]
[98440831,"Дозирочная установка GRUNDFOS","DSS PP S C DDA 12-10 AR/PVC/V/C",{"v":10314,"d":"10,314"},"M7"]
[98440832,"Дозирочная установка GRUNDFOS","DSS PP S C DDA 17-7 AR/PVC/V/C",{"v":10314,"d":"10,314"},"M7"]
[98440833,"Дозирочная установка GRUNDFOS","DSS PP S C DDA 30-4 AR/PVC/V/C",{"v":10549,"d":"10,549"},"M7"]
[98440830,"Дозирочная установка GRUNDFOS","DSS PP S C DDA 7,5-16 AR/PVC/V/C",{"v":10031,"d":"10,031"},"M7"]
[98440843,"Дозирочная установка GRUNDFOS","DSS PP S D DDA 12-10 AR/PVC/V/C",{"v":15449,"d":"15,449"},"M7"]
[98440844,"Дозирочная установка GRUNDFOS","DSS PP S D DDA 17-7 AR/PVC/V/C",{"v":15449,"d":"15,449"},"M7"]
[98440845,"Дозирочная установка GRUNDFOS","DSS PP S D DDA 30-4 AR/PVC/V/C",{"v":15802,"d":"15,802"},"M7"]
[98440842,"Дозирочная установка GRUNDFOS","DSS PP S D DDA 7,5-16 AR/PVC/V/C",{"v":15024,"d":"15,024"},"M7"]
[96090260,"Насос GRUNDFOS","DW.100.110.AH 3X400V 20M",{"v":11728,"d":"11,728"},"J5"]
[96090216,"Насос GRUNDFOS","DW.100.110.H  3x400V 20m",{"v":10548,"d":"10,548"},"J5"]
[96090245,"Насос GRUNDFOS","DW.100.110.H 11kW 3x400V cable 20m",{"v":10759,"d":"10,759"},"J5"]
[96090247,"Насос GRUNDFOS","DW.100.110.H 3x400V 20m",{"v":10465,"d":"10,465"},"J5"]
[96090225,"Насос GRUNDFOS","DW.100.200.AH 3x400V 20m,",{"v":14884,"d":"14,884"},"J5"]
[96090251,"Насос GRUNDFOS","DW.100.200.H 3x400V 20m,",{"v":13795,"d":"13,795"},"J5"]
[96090268,"Насос GRUNDFOS","DW.100.200H 3X400V 20M",{"v":14241,"d":"14,241"},"J5"]
[96090242,"Насос GRUNDFOS","DW.100.39 3X400V 20 m",{"v":4356,"d":"4,356"},"J5"]
[96090212,"Насос GRUNDFOS","DW.100.39 3x400V 20m,",{"v":3885,"d":"3,885"},"J5"]
[96090257,"Насос GRUNDFOS","DW.100.39.A 3x400V 20m,",{"v":5066,"d":"5,066"},"J5"]
[96090214,"Насос GRUNDFOS","DW.100.66 3x400V 20m",{"v":4888,"d":"4,888"},"J5"]
[96090244,"Насос GRUNDFOS","DW.100.66 3x400V 20m,",{"v":5134,"d":"5,134"},"J5"]
[96090259,"Насос GRUNDFOS","DW.100.66.A 3x400V 20m",{"v":6038,"d":"6,038"},"J5"]
[96090258,"Насос GRUNDFOS","DW.100.66.AH 3x400V 20m,",{"v":6053,"d":"6,053"},"J5"]
[96090232,"Насос GRUNDFOS","DW.100.66.H 3x400V 20m",{"v":5500,"d":"5,500"},"J5"]
[96090243,"Насос GRUNDFOS","DW.100.66.H 3X400V 20M",{"v":5537,"d":"5,537"},"J5"]
[96090246,"Насос GRUNDFOS","DW.150.110 3x400V 20m,",{"v":10394,"d":"10,394"},"J5"]
[96090248,"Насос GRUNDFOS","DW.150.110. 3x400V 20m,",{"v":9832,"d":"9,832"},"J5"]
[96090261,"Насос GRUNDFOS","DW.150.110.A 3x400V 20m,",{"v":11930,"d":"11,930"},"J5"]
[96090252,"Насос GRUNDFOS","DW.150.200 3x400V 20m,",{"v":13740,"d":"13,740"},"J5"]
[96090269,"Насос GRUNDFOS","DW.150.200 3x400V 20m,",{"v":13816,"d":"13,816"},"J5"]
[96090238,"Насос GRUNDFOS","DW.50.07.1 1x230V 20m,",{"v":2749,"d":"2,749"},"J5"]
[96090239,"Насос GRUNDFOS","DW.50.07.A1 1x230V 20m,",{"v":3524,"d":"3,524"},"J5"]
[96090200,"Насос GRUNDFOS","DW.50.08.1 1x230V 20m,",{"v":1622,"d":"1,622"},"J5"]
[96090202,"Насос GRUNDFOS","DW.50.08.3 3x400V 20m,",{"v":1726,"d":"1,726"},"J5"]
[96090201,"Насос GRUNDFOS","DW.50.08.A1 1x230V 20m,",{"v":1807,"d":"1,807"},"J5"]
[96090203,"Насос GRUNDFOS","DW.50.08.A3 3x400V 20m,",{"v":1862,"d":"1,862"},"J5"]
[96090206,"Насос GRUNDFOS","DW.50.09.3        3x400V 20m,",{"v":2800,"d":"2,800"},"J5"]
[96090253,"Насос GRUNDFOS","DW.50.09.3 3x400V 20m,",{"v":3138,"d":"3,138"},"J5"]
[96090254,"Насос GRUNDFOS","DW.50.09.A3 3x400V 20m,",{"v":3376,"d":"3,376"},"J5"]
[96090240,"Насос GRUNDFOS","DW.65.27.3 3x400V 20m",{"v":3769,"d":"3,769"},"J5"]
[96090208,"Насос GRUNDFOS","DW.65.27.3 3x400V 20m",{"v":3403,"d":"3,403"},"J5"]
[96090255,"Насос GRUNDFOS","DW.65.27.A 3x400V 20m,",{"v":4340,"d":"4,340"},"J5"]
[96090256,"Насос GRUNDFOS","DW.65.39.AH 3x400V 20m,",{"v":5147,"d":"5,147"},"J5"]
[96090210,"Насос GRUNDFOS","DW.65.39.H  3x400V 20m",{"v":4073,"d":"4,073"},"J5"]
[96090241,"Насос GRUNDFOS","DW.65.39.H 3x400V 20m,",{"v":4418,"d":"4,418"},"J5"]
[96922667,"Насос GRUNDFOS","DWK.E.10.100.220.5.1D",{"v":10979,"d":"10,979"},"J5"]
[96922747,"Насос GRUNDFOS","DWK.E.10.100.220.5.1D.R",{"v":11596,"d":"11,596"},"J5"]
[96922668,"Насос GRUNDFOS","DWK.E.10.150.220.5.1D",{"v":12278,"d":"12,278"},"J5"]
[96922748,"Насос GRUNDFOS","DWK.E.10.150.220.5.1D.R",{"v":11944,"d":"11,944"},"J5"]
[96922669,"Насос GRUNDFOS","DWK.E.10.150.300.5.1D",{"v":12947,"d":"12,947"},"J5"]
[96922749,"Насос GRUNDFOS","DWK.E.10.150.300.5.1D.R",{"v":13084,"d":"13,084"},"J5"]
[96922671,"Насос GRUNDFOS","DWK.E.10.150.370.5.1D",{"v":18399,"d":"18,399"},"J5"]
[96922751,"Насос GRUNDFOS","DWK.E.10.150.370.5.1D.R",{"v":19100,"d":"19,100"},"J5"]
[96922673,"Насос GRUNDFOS","DWK.E.10.150.450.5.1D",{"v":18816,"d":"18,816"},"J5"]
[96922753,"Насос GRUNDFOS","DWK.E.10.150.450.5.1D.R",{"v":20307,"d":"20,307"},"J5"]
[96922675,"Насос GRUNDFOS","DWK.E.10.150.550.5.1D",{"v":19878,"d":"19,878"},"J5"]
[96922755,"Насос GRUNDFOS","DWK.E.10.150.550.5.1D.R",{"v":21676,"d":"21,676"},"J5"]
[96922670,"Насос GRUNDFOS","DWK.E.10.200.300.5.1D",{"v":12237,"d":"12,237"},"J5"]
[96922750,"Насос GRUNDFOS","DWK.E.10.200.300.5.1D.R",{"v":13214,"d":"13,214"},"J5"]
[96922672,"Насос GRUNDFOS","DWK.E.10.200.370.5.1D",{"v":17390,"d":"17,390"},"J5"]
[96922752,"Насос GRUNDFOS","DWK.E.10.200.370.5.1D.R",{"v":19290,"d":"19,290"},"J5"]
[96922674,"Насос GRUNDFOS","DWK.E.10.200.450.5.1D",{"v":18461,"d":"18,461"},"J5"]
[96922754,"Насос GRUNDFOS","DWK.E.10.200.450.5.1D.R",{"v":20510,"d":"20,510"},"J5"]
[96922676,"Насос GRUNDFOS","DWK.E.10.200.550.5.1D",{"v":20076,"d":"20,076"},"J5"]
[96922756,"Насос GRUNDFOS","DWK.E.10.200.550.5.1D.R",{"v":21893,"d":"21,893"},"J5"]
[96922677,"Насос GRUNDFOS","DWK.E.10.200.750.5.1D",{"v":21476,"d":"21,476"},"J5"]
[96922757,"Насос GRUNDFOS","DWK.E.10.200.750.5.1D.R",{"v":23349,"d":"23,349"},"J5"]
[96922678,"Насос GRUNDFOS","DWK.E.10.200.900.5.1D",{"v":26649,"d":"26,649"},"J5"]
[96922758,"Насос GRUNDFOS","DWK.E.10.200.900.5.1D.R",{"v":27626,"d":"27,626"},"J5"]
[96922651,"Насос GRUNDFOS","DWK.O.10.100.37.5.0D",{"v":1433,"d":"1,433"},"J5"]
[96922731,"Насос GRUNDFOS","DWK.O.10.100.37.5.0D.R",{"v":1676,"d":"1,676"},"J5"]
[96922649,"Насос GRUNDFOS","DWK.O.10.80.37.5.0D",{"v":1366,"d":"1,366"},"J5"]
[96922729,"Насос GRUNDFOS","DWK.O.10.80.37.5.0D.R",{"v":1596,"d":"1,596"},"J5"]
[96922661,"Насос GRUNDFOS","DWK.O.13.100.110.5.0D",{"v":2847,"d":"2,847"},"J5"]
[96922741,"Насос GRUNDFOS","DWK.O.13.100.110.5.0D.R",{"v":3026,"d":"3,026"},"J5"]
[96926054,"Насос GRUNDFOS","DWK.O.13.100.110.5.1D",{"v":2847,"d":"2,847"},"J5"]
[96926086,"Насос GRUNDFOS","DWK.O.13.100.110.5.1D.R",{"v":3026,"d":"3,026"},"J5"]
[96922665,"Насос GRUNDFOS","DWK.O.13.100.150.5.0D",{"v":2990,"d":"2,990"},"J5"]
[96922745,"Насос GRUNDFOS","DWK.O.13.100.150.5.0D.R",{"v":3189,"d":"3,189"},"J5"]
[96926058,"Насос GRUNDFOS","DWK.O.13.100.150.5.1D",{"v":2990,"d":"2,990"},"J5"]
[96926090,"Насос GRUNDFOS","DWK.O.13.100.150.5.1D.R",{"v":3189,"d":"3,189"},"J5"]
[96922655,"Насос GRUNDFOS","DWK.O.13.100.55.5.0D",{"v":2053,"d":"2,053"},"J5"]
[96922735,"Насос GRUNDFOS","DWK.O.13.100.55.5.0D.R",{"v":2215,"d":"2,215"},"J5"]
[96926048,"Насос GRUNDFOS","DWK.O.13.100.55.5.1D",{"v":2053,"d":"2,053"},"J5"]
[96926080,"Насос GRUNDFOS","DWK.O.13.100.55.5.1D.R",{"v":2215,"d":"2,215"},"J5"]
[96922657,"Насос GRUNDFOS","DWK.O.13.100.75.5.0D",{"v":2127,"d":"2,127"},"J5"]
[96922737,"Насос GRUNDFOS","DWK.O.13.100.75.5.0D.R",{"v":2313,"d":"2,313"},"J5"]
[96926050,"Насос GRUNDFOS","DWK.O.13.100.75.5.1D",{"v":2127,"d":"2,127"},"J5"]
[96926082,"Насос GRUNDFOS","DWK.O.13.100.75.5.1D.R",{"v":2313,"d":"2,313"},"J5"]
[96922663,"Насос GRUNDFOS","DWK.O.13.150.110.5.0D",{"v":2933,"d":"2,933"},"J5"]
[96922743,"Насос GRUNDFOS","DWK.O.13.150.110.5.0D.R",{"v":3117,"d":"3,117"},"J5"]
[96926056,"Насос GRUNDFOS","DWK.O.13.150.110.5.1D",{"v":2933,"d":"2,933"},"J5"]
[96926088,"Насос GRUNDFOS","DWK.O.13.150.110.5.1D.R",{"v":3117,"d":"3,117"},"J5"]
[96922666,"Насос GRUNDFOS","DWK.O.13.150.150.5.0D",{"v":3079,"d":"3,079"},"J5"]
[96922746,"Насос GRUNDFOS","DWK.O.13.150.150.5.0D.R",{"v":3285,"d":"3,285"},"J5"]
[96926060,"Насос GRUNDFOS","DWK.O.13.150.150.5.1D",{"v":3079,"d":"3,079"},"J5"]
[96926092,"Насос GRUNDFOS","DWK.O.13.150.150.5.1D.R",{"v":3285,"d":"3,285"},"J5"]
[96922659,"Насос GRUNDFOS","DWK.O.13.150.75.5.0D",{"v":2234,"d":"2,234"},"J5"]
[96922739,"Насос GRUNDFOS","DWK.O.13.150.75.5.0D.R",{"v":2429,"d":"2,429"},"J5"]
[96926052,"Насос GRUNDFOS","DWK.O.13.150.75.5.1D",{"v":2234,"d":"2,234"},"J5"]
[96926084,"Насос GRUNDFOS","DWK.O.13.150.75.5.1D.R",{"v":2429,"d":"2,429"},"J5"]
[96922653,"Насос GRUNDFOS","DWK.O.13.80.55.5.0D",{"v":1955,"d":"1,955"},"J5"]
[96922733,"Насос GRUNDFOS","DWK.O.13.80.55.5.0D.R",{"v":2110,"d":"2,110"},"J5"]
[96926046,"Насос GRUNDFOS","DWK.O.13.80.55.5.1D",{"v":1955,"d":"1,955"},"J5"]
[96926078,"Насос GRUNDFOS","DWK.O.13.80.55.5.1D.R",{"v":2110,"d":"2,110"},"J5"]
[96922639,"Насос GRUNDFOS","DWK.O.6.50.075.5.0D",790,"J5"]
[96922719,"Насос GRUNDFOS","DWK.O.6.50.075.5.0D.R",990,"J5"]
[96922641,"Насос GRUNDFOS","DWK.O.6.50.15.5.0D",827,"J5"]
[96922721,"Насос GRUNDFOS","DWK.O.6.50.15.5.0D.R",{"v":1026,"d":"1,026"},"J5"]
[96922645,"Насос GRUNDFOS","DWK.O.6.50.22.5.0D",895,"J5"]
[96922725,"Насос GRUNDFOS","DWK.O.6.50.22.5.0D.R",{"v":1098,"d":"1,098"},"J5"]
[96922643,"Насос GRUNDFOS","DWK.O.6.80.15.5.0D",869,"J5"]
[96922723,"Насос GRUNDFOS","DWK.O.6.80.15.5.0D.R",{"v":1078,"d":"1,078"},"J5"]
[96922647,"Насос GRUNDFOS","DWK.O.6.80.22.5.0D",939,"J5"]
[96922727,"Насос GRUNDFOS","DWK.O.6.80.22.5.0D.R",{"v":1152,"d":"1,152"},"J5"]
[96430195,"Датчик температуры GRUNDFOS","EAmperature transmitter TTA (0)150",341,"Z"]
[97513994,"Модуль передачи данных GRUNDFOS","E-box 150",573,"ZM1"]
[96106546,"Насос GRUNDFOS","EF30.50.06.2.1.502",{"v":1042,"d":"1,042"},"J1"]
[96106550,"Насос GRUNDFOS","EF30.50.06.2.50B",{"v":1042,"d":"1,042"},"J1"]
[96106548,"Насос GRUNDFOS","EF30.50.06.A.2.1.502",{"v":1370,"d":"1,370"},"J1"]
[96106552,"Насос GRUNDFOS","EF30.50.06.A.2.50B",{"v":1370,"d":"1,370"},"J1"]
[96877508,"Насос GRUNDFOS","EF30.50.06.E.2.1.502",{"v":1712,"d":"1,712"},"J1"]
[96877510,"Насос GRUNDFOS","EF30.50.06.E.2.50B",{"v":1712,"d":"1,712"},"J1"]
[96877512,"Насос GRUNDFOS","EF30.50.06.E.Ex.2.1.502",{"v":1981,"d":"1,981"},"J1"]
[96877514,"Насос GRUNDFOS","EF30.50.06.E.Ex.2.50B",{"v":1961,"d":"1,961"},"J1"]
[96106547,"Насос GRUNDFOS","EF30.50.06.Ex.2.1.502",{"v":1193,"d":"1,193"},"J1"]
[96106551,"Насос GRUNDFOS","EF30.50.06.Ex.2.50B",{"v":1193,"d":"1,193"},"J1"]
[96115111,"Насос GRUNDFOS","EF30.50.09.2.1.502",{"v":1118,"d":"1,118"},"J1"]
[96115115,"Насос GRUNDFOS","EF30.50.09.2.50B",{"v":1118,"d":"1,118"},"J1"]
[96115113,"Насос GRUNDFOS","EF30.50.09.A.2.1.502",{"v":1446,"d":"1,446"},"J1"]
[96115117,"Насос GRUNDFOS","EF30.50.09.A.2.50B",{"v":1446,"d":"1,446"},"J1"]
[96877515,"Насос GRUNDFOS","EF30.50.09.E.2.1.502",{"v":1782,"d":"1,782"},"J1"]
[96877516,"Насос GRUNDFOS","EF30.50.09.E.2.50B",{"v":1782,"d":"1,782"},"J1"]
[96877518,"Насос GRUNDFOS","EF30.50.09.E.Ex.2.1.502",{"v":2053,"d":"2,053"},"J1"]
[96877532,"Насос GRUNDFOS","EF30.50.09.E.Ex.2.50B",{"v":2053,"d":"2,053"},"J1"]
[96115112,"Насос GRUNDFOS","EF30.50.09.Ex.2.1.502",{"v":1270,"d":"1,270"},"J1"]
[96115116,"Насос GRUNDFOS","EF30.50.09.Ex.2.50B",{"v":1270,"d":"1,270"},"J1"]
[96106554,"Насос GRUNDFOS","EF30.50.11.2.1.502",{"v":1196,"d":"1,196"},"J1"]
[96106558,"Насос GRUNDFOS","EF30.50.11.2.50B",{"v":1196,"d":"1,196"},"J1"]
[96106556,"Насос GRUNDFOS","EF30.50.11.A.2.1.502",{"v":1524,"d":"1,524"},"J1"]
[96106560,"Насос GRUNDFOS","EF30.50.11.A.2.50B",{"v":1524,"d":"1,524"},"J1"]
[96875101,"Насос GRUNDFOS","EF30.50.11.E.2.1.502",{"v":1852,"d":"1,852"},"J1"]
[96878445,"Насос GRUNDFOS","EF30.50.11.E.2.50B",{"v":1852,"d":"1,852"},"J1"]
[96878446,"Насос GRUNDFOS","EF30.50.11.E.Ex.2.1.502",{"v":2107,"d":"2,107"},"J1"]
[96878447,"Насос GRUNDFOS","EF30.50.11.E.Ex.2.50B",{"v":2107,"d":"2,107"},"J1"]
[96106555,"Насос GRUNDFOS","EF30.50.11.Ex.2.1.502",{"v":1347,"d":"1,347"},"J1"]
[96106559,"Насос GRUNDFOS","EF30.50.11.Ex.2.50B",{"v":1347,"d":"1,347"},"J1"]
[96104196,"Насос GRUNDFOS","EF30.50.15.2.50B",{"v":1297,"d":"1,297"},"J1"]
[96104198,"Насос GRUNDFOS","EF30.50.15.A.2.50B",{"v":1626,"d":"1,626"},"J1"]
[96878448,"Насос GRUNDFOS","EF30.50.15.E.2.50B",{"v":1945,"d":"1,945"},"J1"]
[96878449,"Насос GRUNDFOS","EF30.50.15.E.Ex.2.50B",{"v":2224,"d":"2,224"},"J1"]
[96104197,"Насос GRUNDFOS","EF30.50.15.Ex.2.50B",{"v":1449,"d":"1,449"},"J1"]
[96001979,"Колено 90° из оцинков.cтали (внутр. резьба/наружн. резьба) GRUNDFOS","Elbow 90'",20,"Z"]
[96001990,"Колено 90°, оцинков.сталь (внутр.резьба с 2-х сторон) GRUNDFOS","Elbow 90° 2\" IG",32,"Z"]
[98390123,"Колено 180° PN16 GRUNDFOS","Elbow 90° with flange DN100 PN16 1.4301",291,"Z"]
[96003616,"Колено фланцевое 90°, PN 10 GRUNDFOS","Elbow 90° with flange DN65 PN10",168,"Z"]
[96003617,"Колено фланцевое 90°, PN 10 GRUNDFOS","Elbow 90° with flange DN80 PN10",190,"Z"]
[98390121,"Колено фланцевое 90°, PN 10 GRUNDFOS","Elbow 90° with flange DN80 PN16 1.4301",231,"Z"]
[96001981,"Колено 90°, оцинков.сталь (внутр.резьба с 2-х сторон) GRUNDFOS","Elbow 90А",65,"Z"]
[96001991,"Колено 90°, оцинков.сталь (внутр.резьба с 2-х сторон) GRUNDFOS","Elbow 90А",44,"Z"]
[96001992,"Колено 90°, оцинков.сталь (внутр.резьба с 2-х сторон) GRUNDFOS","Elbow 90А",61,"Z"]
[96489956,"Колено 90°, оцинков.сталь (внутр.резьба с 2-х сторон) GRUNDFOS","Elbow 90А Rp/Rp1Ѕ\"",23,"Z"]
[97762309,"Реле уровня GRUNDFOS","Electrode Relay RM35LM33MW",112,"Z"]
[91076139,"Реле уровня GRUNDFOS","ELECTRODE RELAY RM4LG01M",89,"Z"]
[96076189,"Комплект из 3 электродов VNI 3-10 GRUNDFOS","Electrode VNI3-10 10m cable",185,"Z"]
[91076103,"Резиновый компенсатор GRUNDFOS","EXPANSION JOINT DN125 PN16 DRINK-WATER",521,"Z"]
[91070992,"Резиновый компенсатор GRUNDFOS","EXPANSION JOINT DN150 PN16 DRINK.W.",582,"Z"]
[91070993,"Резиновый компенсатор GRUNDFOS","EXPANSION JOINT DN200 PN16 DRINK.W.",725,"Z"]
[91079203,"Резиновый компенсатор GRUNDFOS","EXPANSION JOINT DN32 PN16 DRINKING WATER",279,"Z"]
["00ID9054","Резиновый компенсатор GRUNDFOS","EXPANSION JOINT R1\"  PN16 CONNECT.BRASS",443,"Z"]
["00ID9055","Резиновый компенсатор GRUNDFOS","EXPANSION JOINT R1М\" PN16 CONNECT.BRASS",474,"Z"]
["00ID9056","Резиновый компенсатор GRUNDFOS","EXPANSION JOINT R1Н\"   PN16 CONNECT.BRAS",517,"Z"]
[96002511,"Главный выключатель в отдельном корпусе GRUNDFOS","Ext.main switch 25A",77,"Z"]
[96002512,"Главный выключатель в отдельном корпусе, поставка без монтажа GRUNDFOS","Ext.main switch 40A",129,"Z"]
[96002513,"Главный выключатель в отдельном корпусе, поставка без монтажа GRUNDFOS","Ext.main switch 80A",206,"Z"]
[96436559,"Переходник-удлинитель GRUNDFOS","Extension units  1 1/4\"/1 1/4\" L = 40 mm",13,"Z"]
[96433913,"Комплект удлинителей (2шт) GRUNDFOS","Extension units R1/2\"-G1\" L=30mm 2-pcs",14,"Z"]
[96433912,"Комплект удлинителей (2шт) GRUNDFOS","Extension units R1/2\"-G11/2\" L=25mm 2-pc",20,"Z"]
[96433911,"Комплект удлинителей (2шт) GRUNDFOS","Extension units R1/2\"-G11/4\" L=35mm 2-pc",20,"Z"]
[96116534,"Грузик для створчатого обратного клапана GRUNDFOS","External lever and weight DN100",96,"Z"]
[96116535,"Грузик для створчатого обратного клапана GRUNDFOS","External lever and weight DN125-150",133,"Z"]
[96116536,"Грузик для створчатого обратного клапана GRUNDFOS","External lever and weight DN200",140,"Z"]
[96116533,"Грузик для створчатого обратного клапана GRUNDFOS","External lever and weight DN50-80",96,"Z"]
[95707159,"Узел отбора с краном для разбавляющей воды и пробы для измерения GRUNDFOS","extraction",279,"ZM1"]
["00ID8954","Реле давления GRUNDFOS","FF4-16 DAY 1-16 bar",91,"Z"]
["00ID9074","Реле давления GRUNDFOS","FF4-32, 3-32 bar",119,"Z"]
["00ID8952","Реле давления GRUNDFOS","FF4-4 DAY 0,22-4 bar",79,"Z"]
["00ID8953","Реле давления GRUNDFOS","FF4-8 DAY 0,5-8bar",83,"Z"]
["00ID1563","Приемный клапан GRUNDFOS","Filter 1\" w/valve & hoseconnector",15,"Z"]
[97775142,"Выходной фильтр GRUNDFOS","Filter 200-500 180A IP23 130B3183",{"v":6583,"d":"6,583"},"Z"]
[97669896,"Выходной фильтр GRUNDFOS","Filter Dv/dt 106A",{"v":1758,"d":"1,758"},"Z"]
[97669902,"Выходной фильтр GRUNDFOS","Filter Dv/dt 177A",{"v":2686,"d":"2,686"},"Z"]
[97669905,"Выходной фильтр GRUNDFOS","Filter Dv/dt 315A",{"v":3420,"d":"3,420"},"Z"]
[97669799,"Выходной фильтр GRUNDFOS","Filter Dv/dt 44A",758,"Z"]
[97669906,"Выходной фильтр GRUNDFOS","Filter Dv/dt 480A",{"v":4029,"d":"4,029"},"Z"]
[97669869,"Выходной фильтр GRUNDFOS","Filter Dv/dt 90A",{"v":1343,"d":"1,343"},"Z"]
["00ID7618","Резьбовой фланец GRUNDFOS","FLA-GEW DN40 PN10/16 1.4571 DIN2566",92,"Z"]
["00ID7619","Резьбовой фланец GRUNDFOS","FLA-GEW DN50 PN10/16 1.4571 DIN2566",98,"Z"]
["00ID7620","Резьбовой фланец GRUNDFOS","FLA-GEW DN65 PN10/16 1.4571 DIN2566",124,"Z"]
[96904699,"Переходник фланцевый GRUNDFOS","Flange CM10 DIN/JIS/ANSI DN40 Rp1 ½\"",188,"Z"]
[96904700,"Переходник муфтовой PJE GRUNDFOS","Flange CM10 PJE Rp1 ½\"",160,"Z"]
[96904701,"Переходник муфтовой Tri-Clamp GRUNDFOS","Flange CM10 Tri Clamp Rp1 ½\"",160,"Z"]
[96904702,"Переходник фланцевый GRUNDFOS","Flange CM15-CM25 DIN/JIS/ANSI DN50 Rp2\"",188,"Z"]
[96904703,"Переходник муфтовой PJE GRUNDFOS","Flange CM15-CM25 PJE Rp2\"",160,"Z"]
[96904704,"Переходник муфтовой Tri-Clamp GRUNDFOS","Flange CM15-CM25 Tri Clamp Rp2\"",160,"Z"]
[96904693,"Переходник фланцевый GRUNDFOS","Flange CM1-CM3 DIN/JIS/ANSI DN32 Rp1\"",188,"Z"]
[96904694,"Переходник муфтовой PJE GRUNDFOS","Flange CM1-CM3 PJE Rp1\"",160,"Z"]
[96904695,"Переходник муфтовой Tri-Clamp GRUNDFOS","Flange CM1-CM3 Tri Clamp Rp1\"",160,"Z"]
[96904696,"Переходник фланцевый GRUNDFOS","Flange CM5 DIN/JIS/ANSI DN32 Rp1 1/4\"",188,"Z"]
[96904697,"Переходник муфтовой PJE GRUNDFOS","Flange CM5 PJE Rp1 1/4\"",160,"Z"]
[96904698,"Переходник муфтовой Tri-Clamp GRUNDFOS","Flange CM5 Tri Clamp Rp1 1/4\"",160,"Z"]
[96003702,"Патрубок с фланцем GRUNDFOS","Flange connecting for hose",147,"Z"]
[96569188,"Ответный фланец GRUNDFOS","FLANGE CPL  DN100 PN10/16",42,"Z"]
[96569189,"Ответный фланец GRUNDFOS","FLANGE CPL  DN125 PN10/16",56,"Z"]
[96569190,"Ответный фланец GRUNDFOS","FLANGE CPL  DN150 PN10/16",75,"Z"]
[96569182,"Ответный фланец GRUNDFOS","FLANGE CPL  DN200 PN10",101,"Z"]
[96569191,"Ответный фланец GRUNDFOS","FLANGE CPL  DN200 PN16",105,"Z"]
[96569183,"Ответный фланец GRUNDFOS","FLANGE CPL  DN32 PN10/16",21,"Z"]
[96569185,"Ответный фланец GRUNDFOS","FLANGE CPL  DN50 PN10/16",26,"Z"]
[96569186,"Ответный фланец GRUNDFOS","FLANGE CPL  DN65 PN10/16",30,"Z"]
[349902,"Ответный фланец GRUNDFOS","Flange cpl CR30",42,"Z"]
[349904,"Ответный фланец GRUNDFOS","Flange cpl CR30",42,"Z"]
[405285,"Ответный фланец GRUNDFOS","Flange CPL D25, PN25",163,"Z"]
[409902,"Ответный фланец GRUNDFOS","Flange CPL D25, PN25",32,"Z"]
[415305,"Ответный фланец GRUNDFOS","Flange CPL D32, PN25",209,"Z"]
[335255,"Ответный фланец GRUNDFOS","Flange CPL D50, PN25",186,"Z"]
[425246,"Ответный фланец GRUNDFOS","Flange CPL D50, PN25",186,"Z"]
[419902,"Ответный фланец GRUNDFOS","FLANGE CPL DN32 PN25 UNI2283",42,"Z"]
[96569184,"Ответный фланец GRUNDFOS","FLANGE CPL DN40 PN10/16",22,"Z"]
[96569187,"Ответный фланец GRUNDFOS","FLANGE CPL DN80 PN10/16",37,"Z"]
[349905,"Ответный фланец GRUNDFOS","Flange cpl PN25-40 CR30",88,"Z"]
[419901,"Ответный фланец GRUNDFOS","FLANGE CPL RP 11/4 16bar",42,"Z"]
[339903,"Ответный фланец GRUNDFOS","FLANGE CPL RP 2\" - PN16",60,"Z"]
[425245,"Ответный фланец GRUNDFOS","Flange CPL RP1 1/2\" PN10/16",163,"Z"]
[415304,"Ответный фланец GRUNDFOS","Flange CPL RP1 1/4\" PN10/16",163,"Z"]
[409901,"Ответный фланец GRUNDFOS","FLANGE CPL RP1\" PN10/16",32,"Z"]
[405284,"Ответный фланец GRUNDFOS","Flange CPL RP1\" PN10/16",163,"Z"]
[335254,"Ответный фланец GRUNDFOS","Flange CPL RP2\" PN10/16",186,"Z"]
[339901,"Ответный фланец GRUNDFOS","FLANGE F.WELDING CPL PN25-DN50",74,"Z"]
[429904,"Ответный фланец GRUNDFOS","Flange f/thread CPL PN16-RP2\"",51,"Z"]
[429903,"Ответный фланец GRUNDFOS","FLANGE F/WELDING CPL DN50-PN40",79,"Z"]
[429901,"Ответный фланец GRUNDFOS","FLANGE F/WELDING CPL PN40 DN40",56,"Z"]
[91071862,"Фланцевая муфта GRUNDFOS","FLANGE PIPE-SOCKET DN100 PN10 F.KG-PIPE",91,"Z"]
[429902,"Ответный фланец GRUNDFOS","Flange RP 1 1/2 PN16",51,"Z"]
[96750475,"Ответный фланец GRUNDFOS","Flange set cpl, for welding DN125/PN40",144,"Z"]
[96750477,"Ответный фланец GRUNDFOS","Flange set cpl, for welding DN125/PN40 N",484,"Z"]
[96750476,"Ответный фланец GRUNDFOS","Flange set cpl, for welding DN150/PN40",210,"Z"]
[96750478,"Ответный фланец GRUNDFOS","Flange set cpl, for welding DN150/PN40 N",722,"Z"]
[369905,"Ответный фланец GRUNDFOS","Flange set cpl, weld. DN100/PN40",70,"Z"]
[369906,"Ответный фланец GRUNDFOS","Flange set cpl, weld. DN100/PN40 N",302,"Z"]
[579802,"Фланец стальной приварной GRUNDFOS","FLANGE SET DN100 PN10/16 DIN2633",72,"Z"]
[549802,"Фланец стальной приварной GRUNDFOS","Flange set DN50 PN10/16",44,"Z"]
[350541,"Ответный фланец GRUNDFOS","Flange set f/welding cpl, DN80/PN16",51,"Z"]
[350544,"Ответный фланец GRUNDFOS","Flange set f/welding cpl, DN80/PN16 N",279,"Z"]
[350542,"Ответный фланец GRUNDFOS","Flange set f/welding cpl, DN80/PN40",88,"Z"]
[350545,"Ответный фланец GRUNDFOS","Flange set f/welding cpl, DN80/PN40 N",279,"Z"]
[369902,"Ответный фланец GRUNDFOS","FLANGE SET PN16 100MM",98,"Z"]
[369901,"Ответный фланец GRUNDFOS","FLANGE SET PN16 4\"",60,"Z"]
[569801,"Фланец стальной приварной GRUNDFOS","Flange set PN16 DN 80",72,"Z"]
[579902,"Фланец стальной приварной GRUNDFOS","FLANGE SET PN6 UP100 100MM",55,"Z"]
[539902,"Фланец стальной приварной GRUNDFOS","FLANGE SET PN6 UP42 40MM",32,"Z"]
[549902,"Фланец стальной приварной GRUNDFOS","FLANGE SET PN6 UP50 50MM",42,"Z"]
[559902,"Фланец стальной приварной GRUNDFOS","FLANGE SET PN6 UP65 65MM",37,"Z"]
[569901,"Фланец стальной приварной GRUNDFOS","FLANGE SET PN6 UP80 80MM",46,"Z"]
[539904,"Фланец стальной приварной GRUNDFOS","FLANGE SET PN6 UPD32 32MM",28,"Z"]
[350540,"Ответный фланец GRUNDFOS","Flange set Rp3 cpl, DN80/PN16",51,"Z"]
[350543,"Ответный фланец GRUNDFOS","Flange set Rp3 cpl, DN80/PN16 N",279,"Z"]
[369903,"Ответный фланец GRUNDFOS","FLANGE SET, DN100/114 PN16",302,"Z"]
[349908,"Ответный фланец GRUNDFOS","Flange set, DN65/76.1 PN25",186,"Z"]
[349910,"Ответный фланец GRUNDFOS","Flange set, RP2.5 PN16",186,"Z"]
[96003701,"Фланцевая муфта GRUNDFOS","Flange socket",320,"Z"]
[369904,"Ответный фланец GRUNDFOS","FLANGESET, RP4/PN16",302,"Z"]
[96002014,"Патрубок с фланцем GRUNDFOS","Flexible connection with flange",190,"Z"]
[91072782,"Отдельный поплавковый выключатель во взрывозащищенном исполнении с кабелем GRUNDFOS","Float switch MS1 elec. Ex with 30m cable",171,"Z"]
[96003332,"Отдельный поплавковый выключатель в стандартном исполнении с кабелем GRUNDFOS","Float switch MS1 with 10m cable",89,"Z"]
[91073205,"Отдельный поплавковый выключатель в стандартном исполнении с кабелем GRUNDFOS","Float switch MS1 with 30m cable",139,"Z"]
["00ID7811","Поплавковый выключатель Reifa E GRUNDFOS","Float switch REIFA 10F w/o plug",46,"Z"]
["00ID7801","Поплавковый выключатель Reifa E GRUNDFOS","Float switch REIFA-E w/3m-cable",24,"Z"]
["00ID7803","Поплавковый выключатель Reifa E GRUNDFOS","Float switch REIFA-E w/3m-cable",24,"Z"]
["00ID7801","Поплавковый выключатель Reifa E GRUNDFOS","Float switch REIFA-E w/3m-cable",24,"Z"]
[96560445,"Отдельный поплавковый выключатель во взрывозащищенном исполнении с маслостойким кабелем GRUNDFOS","FLOAT SWITCH SLC10EN oilproof cable",272,"Z"]
[96572114,"Отдельный поплавковый выключатель во взрывозащищенном исполнении с маслостойким кабелем GRUNDFOS","Float switch SLC20EN With oilproof cable",484,"Z"]
[96572116,"Отдельный поплавковый выключатель во взрывозащищенном исполнении с маслостойким кабелем GRUNDFOS","Float switch SLC30EN With oilproof cable",707,"Z"]
[91040094,"Поплавковый клапан GRUNDFOS","Float valve SVN 2\" cpl.",779,"Z"]
[91040091,"Поплавковый клапан GRUNDFOS","Float valve SVN MS 6B 1\"",425,"Z"]
[91040093,"Поплавковый клапан GRUNDFOS","Float valve SVN MS 6B 11/2\"",792,"Z"]
[91040092,"Поплавковый клапан GRUNDFOS","Float valve SVN MS 6B 11/4\"",648,"Z"]
[91040090,"Поплавковый клапан GRUNDFOS","Float valve SVN MS 6B 3/4\"",390,"Z"]
[96657458,"Всасывающий шланг с поплавком и фильтром GRUNDFOS","FLOATING SUCTION KIT 3M 1\"M 90°",151,"Z"]
[96801230,"Насос GRUNDFOS","Floor mounting option",792,"Z"]
[96037492,"Водяной расходомер GRUNDFOS","Flow meter (pulsating)",253,"Z"]
[96591276,"Водяной расходомер GRUNDFOS","Flow meter 6m3/h",330,"Z"]
[96937462,"Кожух охлаждения GRUNDFOS","Flow sleeve cpl.  D254(270)X1500 8\"",{"v":1300,"d":"1,300"},"Z"]
[96937111,"Кожух охлаждения GRUNDFOS","Flow sleeve cpl. D115(130)X 500 4\"",150,"Z"]
[96937179,"Кожух охлаждения GRUNDFOS","Flow sleeve cpl. D115(130)X 800 4\"",166,"Z"]
[96937139,"Кожух охлаждения GRUNDFOS","Flow sleeve cpl. D145(160)X 450 4\" 50Hz",230,"Z"]
[96937140,"Кожух охлаждения GRUNDFOS","Flow sleeve cpl. D145(160)X 550 4\"",265,"Z"]
[96937180,"Кожух охлаждения GRUNDFOS","Flow sleeve cpl. D145(160)X 800 4\"",300,"Z"]
[96937205,"Кожух охлаждения GRUNDFOS","Flow sleeve cpl. D160(180)X1000 4\"",493,"Z"]
[96937231,"Кожух охлаждения GRUNDFOS","Flow sleeve cpl. D160(180)x800 6\"",431,"Z"]
[96937178,"Кожух охлаждения GRUNDFOS","Flow sleeve cpl. D180(200)X 550 4\"",337,"Z"]
[96937187,"Кожух охлаждения GRUNDFOS","Flow sleeve cpl. D180(200)X 800 4\"",414,"Z"]
[96937190,"Кожух охлаждения GRUNDFOS","Flow sleeve cpl. D180(200)X1000 4\"",454,"Z"]
[96937245,"Кожух охлаждения GRUNDFOS","Flow sleeve cpl. D180(200)x1000 6\"",426,"Z"]
[96937244,"Кожух охлаждения GRUNDFOS","Flow sleeve cpl. D180(200)x1000 6\"",550,"Z"]
[96937249,"Кожух охлаждения GRUNDFOS","Flow sleeve cpl. D180(200)x1250 6\"",584,"Z"]
[96937313,"Кожух охлаждения GRUNDFOS","Flow sleeve cpl. D180(200)x1700 6\"",813,"Z"]
[96937447,"Кожух охлаждения GRUNDFOS","Flow sleeve cpl. D200(220)1700 6\"",{"v":1278,"d":"1,278"},"Z"]
[96937315,"Кожух охлаждения GRUNDFOS","Flow sleeve cpl. D200(220)X 1700 6\"",{"v":1268,"d":"1,268"},"Z"]
[96937323,"Кожух охлаждения GRUNDFOS","Flow sleeve cpl. D200(220)x1000 6\"",626,"Z"]
[96937317,"Кожух охлаждения GRUNDFOS","Flow sleeve cpl. D200(220)X1250 6\"",677,"Z"]
[96937246,"Кожух охлаждения GRUNDFOS","Flow sleeve cpl. D200(220)x1250 6\"",810,"Z"]
[96937318,"Кожух охлаждения GRUNDFOS","Flow sleeve cpl. D200(220)X1700 6\"",{"v":1200,"d":"1,200"},"Z"]
[96937448,"Кожух охлаждения GRUNDFOS","Flow sleeve cpl. D200(220)X1700 6\"",{"v":1289,"d":"1,289"},"Z"]
[96937332,"Кожух охлаждения GRUNDFOS","Flow sleeve cpl. D210(225)x1000 6\"",540,"Z"]
[96937440,"Кожух охлаждения GRUNDFOS","Flow sleeve cpl. D210(225)x1250 6\"",584,"Z"]
[96937449,"Кожух охлаждения GRUNDFOS","Flow sleeve cpl. D210(225)x1700 6\"",768,"Z"]
[96937319,"Кожух охлаждения GRUNDFOS","Flow sleeve cpl. D210(225)X1700 6\"",768,"Z"]
[96937475,"Кожух охлаждения GRUNDFOS","Flow sleeve cpl. D254 ( 270 ) x 1500 8\"",971,"Z"]
[96937465,"Кожух охлаждения GRUNDFOS","Flow sleeve cpl. D254(270)X 1250 8\"",{"v":1150,"d":"1,150"},"Z"]
[96937441,"Кожух охлаждения GRUNDFOS","Flow sleeve cpl. D254(270)x1000 6\"",692,"Z"]
[96937443,"Кожух охлаждения GRUNDFOS","Flow sleeve cpl. D254(270)X1250 6\"",700,"Z"]
[96937463,"Кожух охлаждения GRUNDFOS","Flow sleeve cpl. D254(270)X1500 8\"",{"v":1205,"d":"1,205"},"Z"]
[96937472,"Кожух охлаждения GRUNDFOS","Flow sleeve cpl. D254(270)X1500 8\" 50Hz",{"v":1205,"d":"1,205"},"Z"]
[96937320,"Кожух охлаждения GRUNDFOS","Flow sleeve cpl. D254(270)X1700 6\"",963,"Z"]
[96937450,"Кожух охлаждения GRUNDFOS","Flow sleeve cpl. D254(270)X1700 6\"",980,"Z"]
[96937476,"Кожух охлаждения GRUNDFOS","Flow sleeve cpl. D254(270)x1700 8\"",{"v":1055,"d":"1,055"},"Z"]
[96937474,"Кожух охлаждения GRUNDFOS","Flow sleeve cpl. D254(270)x1700 8\"",{"v":1233,"d":"1,233"},"Z"]
[96937477,"Кожух охлаждения GRUNDFOS","Flow sleeve cpl. D254(270)X2000 8\"",{"v":1236,"d":"1,236"},"Z"]
[96937507,"Кожух охлаждения GRUNDFOS","Flow sleeve cpl. D285(300)X1500 10\"",{"v":1563,"d":"1,563"},"Z"]
[96937478,"Кожух охлаждения GRUNDFOS","Flow sleeve cpl. D285(300)X1500 8\"",{"v":1060,"d":"1,060"},"Z"]
[96937479,"Кожух охлаждения GRUNDFOS","Flow sleeve cpl. D285(300)x1700 8\"",{"v":1427,"d":"1,427"},"Z"]
[96937508,"Кожух охлаждения GRUNDFOS","Flow sleeve cpl. D285(300)X2000 10\"",{"v":1742,"d":"1,742"},"Z"]
[96937487,"Кожух охлаждения GRUNDFOS","Flow sleeve cpl. D285(300)X2250 8\"",{"v":1454,"d":"1,454"},"Z"]
[96937446,"Кожух охлаждения GRUNDFOS","Flow sleeve cpl. D330(350)x1250 6\"",{"v":1240,"d":"1,240"},"Z"]
[96937510,"Кожух охлаждения GRUNDFOS","Flow sleeve cpl. D330(350)X1700 10\" 50Hz",{"v":2145,"d":"2,145"},"Z"]
[96937526,"Кожух охлаждения GRUNDFOS","Flow sleeve cpl. D330(350)X1800 10\" 50Hz",{"v":1909,"d":"1,909"},"Z"]
[96937480,"Кожух охлаждения GRUNDFOS","Flow sleeve cpl. D330(350)X1800 8\"",{"v":1802,"d":"1,802"},"Z"]
[96937488,"Кожух охлаждения GRUNDFOS","Flow sleeve cpl. D330(350)X2250 8\"",{"v":1907,"d":"1,907"},"Z"]
[96937490,"Кожух охлаждения GRUNDFOS","Flow sleeve cpl. D330(350)X2500 8\"",{"v":2011,"d":"2,011"},"Z"]
[96937491,"Кожух охлаждения GRUNDFOS","Flow sleeve cpl. D330(350)X2700 8\"",{"v":2634,"d":"2,634"},"Z"]
[96937204,"Кожух охлаждения GRUNDFOS","Flow sleeve cpl. Ø115(130)X1000 4\"",234,"Z"]
[96937321,"Кожух охлаждения GRUNDFOS","Flow sleeve cpl. Ø330(350)x1800 6\"",{"v":1483,"d":"1,483"},"Z"]
[96937522,"Кожух охлаждения GRUNDFOS","Flow sleeve cpl. Ø330(350)X2000 10\"",{"v":2190,"d":"2,190"},"Z"]
[96937527,"Кожух охлаждения GRUNDFOS","Flow sleeve cpl. Ø330(350)X2250 10\"",{"v":1988,"d":"1,988"},"Z"]
[96937528,"Кожух охлаждения GRUNDFOS","Flow sleeve cpl. Ø330(350)x2500 10\"",{"v":2158,"d":"2,158"},"Z"]
[96937524,"Кожух охлаждения GRUNDFOS","Flow sleeve cpl. Ø330(350)x2500 10\"",{"v":2225,"d":"2,225"},"Z"]
[96937531,"Кожух охлаждения GRUNDFOS","Flow sleeve cpl. Ø380(400)x2250 12\"",{"v":2304,"d":"2,304"},"Z"]
[96937529,"Кожух охлаждения GRUNDFOS","Flow sleeve cpl. Ø380(400)x2250 12\" 50Hz",{"v":2380,"d":"2,380"},"Z"]
[96937553,"Кожух охлаждения GRUNDFOS","Flow sleeve cpl. Ø380(400)X2500 12\" 50Hz",{"v":2387,"d":"2,387"},"Z"]
[96937110,"Кожух охлаждения GRUNDFOS","Flow sleeve cpl.D115(130)X 400 4\" 50/60",148,"Z"]
[96937182,"Кожух охлаждения GRUNDFOS","Flow sleeve Kit D145(160)X 1000 4\"",326,"Z"]
[96937242,"Кожух охлаждения GRUNDFOS","Flow sleeve Kit D180(200)x800 6\"",378,"Z"]
[96937451,"Кожух охлаждения GRUNDFOS","Flow sleeve Kit D330(350)X1800 6\"",{"v":1683,"d":"1,683"},"Z"]
[97535677,"Кожух охлаждения GRUNDFOS","Flow sleeve kit SQ/SQE D88/L650x1,0  3\"",148,"Z"]
[91071288,"Реле уровня для устройства аварийной сигнализации GRUNDFOS","Flow switch F.LC A1 SCHLIESSER",70,"Z"]
[96037559,"Реле потока GRUNDFOS","Flowswitch (SQE 5-7qm)",582,"Z"]
[98070967,"Приемный клапан GRUNDFOS","FV-2L-G5/8 PE/T/C U2",135,"ZM1"]
[98070966,"Приемный клапан GRUNDFOS","FV-2L-G5/8 PE/V,E/C U2",121,"ZM1"]
[98070969,"Приемный клапан GRUNDFOS","FV-2L-G5/8 PV/T/C U2",186,"ZM1"]
[98070968,"Приемный клапан GRUNDFOS","FV-2L-G5/8 PV/V,E/C U2",171,"ZM1"]
[98070952,"Приемный клапан GRUNDFOS","FV-NL-G5/8 PE/T/C U2",56,"ZM1"]
[98070951,"Приемный клапан GRUNDFOS","FV-NL-G5/8 PE/V,E/C U2",42,"ZM1"]
[98070954,"Приемный клапан GRUNDFOS","FV-NL-G5/8 PV/T/C U2",80,"ZM1"]
[98070953,"Приемный клапан GRUNDFOS","FV-NL-G5/8 PV/V,E/C U2",65,"ZM1"]
[98070963,"Приемный клапан GRUNDFOS","FV-NL-G5/8 SS/T/SS A",175,"ZM1"]
["00ID2590","Прокладка GRUNDFOS","Gasket DN100 D162/d115x2",7,"Z"]
[96003606,"Прокладка GRUNDFOS","Gasket DN150",8,"Z"]
[91071939,"Дополнительная манжета GRUNDFOS","GASKET DN150 DA=160MM LIFTSTAT.ZULA MFL",35,"Z"]
[96003838,"Прокладка GRUNDFOS","Gasket DN200",18,"Z"]
[96002000,"Прокладка GRUNDFOS","Gasket DN65",6,"Z"]
[96002001,"Прокладка GRUNDFOS","Gasket DN80",6,"Z"]
[96003823,"Монтажный комплект (болты, гайки из оцинкованной стали,1 прокладка) GRUNDFOS","Gasket kit DN100",40,"Z"]
[96003605,"Монтажный комплект (болты, гайки из оцинкованной стали,1 прокладка) GRUNDFOS","Gasket kit DN150",105,"Z"]
[96489970,"Монтажный комплект (болты, гайки из оцинкованной стали,1 прокладка) GRUNDFOS","Gasket kit DN40 m.flange",38,"Z"]
[96004452,"Монтажный комплект (болты, гайки из оцинкованной стали,1 прокладка) GRUNDFOS","Gasket kit DN50",22,"Z"]
[96001998,"Монтажный комплект (болты, гайки из оцинкованной стали,1 прокладка) GRUNDFOS","Gasket kit DN65",25,"Z"]
[96001999,"Монтажный комплект (болты, гайки из оцинкованной стали,1 прокладка) GRUNDFOS","Gasket kit DN80",38,"Z"]
["00ID0918","Запорная задвижка GRUNDFOS","GATE VALVE 5/4\"",38,"Z"]
[96060495,"Фланцевая клиновая задвижкa GRUNDFOS","Gatevalve DN300/PN10 DN300",{"v":1343,"d":"1,343"},"Z"]
[96060494,"Фланцевая клиновая задвижкa GRUNDFOS","Gatevalve PN10 DN250",943,"Z"]
[60301112,"Пульт управления GE 100 GRUNDFOS","GE100/WG 3x400V 11kW",{"v":2699,"d":"2,699"},"Z"]
[60301113,"Пульт управления GE 100 GRUNDFOS","GE100/WG 3X400V 15KW",{"v":3377,"d":"3,377"},"Z"]
[60301114,"Пульт управления GE 100 GRUNDFOS","GE100/WG 3X400V 18,5KW",{"v":4198,"d":"4,198"},"Z"]
[60301115,"Пульт управления GE 100 GRUNDFOS","GE100/WG 3X400V 22KW",{"v":4427,"d":"4,427"},"Z"]
[60301116,"Пульт управления GE 100 GRUNDFOS","GE100/WG 3X400V 30KW",{"v":4877,"d":"4,877"},"Z"]
[60301110,"Пульт управления GE 100 GRUNDFOS","GE100/WG 3X400V 5,5KW",{"v":2528,"d":"2,528"},"Z"]
[60301111,"Пульт управления GE 100 GRUNDFOS","GE100/WG 3X400V 7,5KW",{"v":2560,"d":"2,560"},"Z"]
[91073278,"Генератор тока GRUNDFOS","GENERATOR FOR MP1 W/O STARTING AMPLIFIER",{"v":3478,"d":"3,478"},"Z"]
[605945,"Модуль раширения функций GRUNDFOS","GENI MODULE CPL.",118,"Z"]
[96801229,"Комплект для дистанционного монтажа панели управления CUE GRUNDFOS","GLCP remote mounting option 130B1117",93,"Z"]
[96824795,"Модуль передачи данных CIM GRUNDFOS","GSM CIM250 Add-on cpl. Packed",519,"Z"]
[97644729,"Интерфейс передачи данных CIU GRUNDFOS","GSM CIU 252 AUTOADAPT",779,"Z"]
[96787106,"Интерфейс передачи данных CIU GRUNDFOS","GSM CIU250 cpl.",665,"Z"]
[96528346,"Мембранный бак GRUNDFOS","GT-D MembrantaNK240 V",486,"Z"]
[96528347,"Мембранный бак GRUNDFOS","GT-D-300 V 10 Bar",552,"Z"]
[96528348,"Мембранный бак GRUNDFOS","GT-D-450 V 10 Bar",{"v":1010,"d":"1,010"},"Z"]
[96528344,"Мембранный бак GRUNDFOS","GT-D-Membrantank 130 ltr.",331,"Z"]
[97527968,"Мембранный бак GRUNDFOS","GT-H-100 PN10 G1 V",276,"Z"]
[96528357,"Мембранный бак GRUNDFOS","GT-H-12 PN16 G3/4 V",133,"Z"]
[96528337,"Мембранный бак GRUNDFOS","GT-H-18 V 10 Bar 1\"",55,"Z"]
[96528339,"Мембранный бак GRUNDFOS","GT-H-24 PN10 G1 V",62,"Z"]
[96528360,"Мембранный бак GRUNDFOS","GT-H-24 PN16 G1 V",163,"Z"]
[96528361,"Мембранный бак GRUNDFOS","GT-H-35 PN16 G1V",242,"Z"]
[96528362,"Мембранный бак GRUNDFOS","GT-H-60 PN16 G1 V",525,"Z"]
[96528341,"Мембранный бак GRUNDFOS","GT-H-60 V",176,"Z"]
[96528335,"Мембранный бак GRUNDFOS","GT-H-8 PN10 G3/4 V",43,"Z"]
[96528363,"Мембранный бак GRUNDFOS","GT-H-80  PN16 G1 V",639,"Z"]
[96894291,"Мембранный бак GRUNDFOS","GT-H-80 PN10 G1 V",207,"Z"]
[96528340,"Мембранный бак GRUNDFOS","GT-H-Membrantank 35 ltr Vertical",107,"Z"]
[96573408,"Мембранный бак GRUNDFOS","GT-HR-1000 V",{"v":1563,"d":"1,563"},"Z"]
[96573377,"Мембранный бак GRUNDFOS","GT-HR-12 V",36,"Z"]
[96573398,"Мембранный бак GRUNDFOS","GT-HR-140 V",227,"Z"]
[96573378,"Мембранный бак GRUNDFOS","GT-HR-18 V",39,"Z"]
[96573399,"Мембранный бак GRUNDFOS","GT-HR-200 V",332,"Z"]
[96573390,"Мембранный бак GRUNDFOS","GT-HR-24 V",47,"Z"]
[96573400,"Мембранный бак GRUNDFOS","GT-HR-250 V",411,"Z"]
[96573401,"Мембранный бак GRUNDFOS","GT-HR-300 V",439,"Z"]
[96573393,"Мембранный бак GRUNDFOS","GT-HR-35 V",62,"Z"]
[96573403,"Мембранный бак GRUNDFOS","GT-HR-400 V",596,"Z"]
[96573395,"Мембранный бак GRUNDFOS","GT-HR-50 V",90,"Z"]
[96573404,"Мембранный бак GRUNDFOS","GT-HR-500 V",717,"Z"]
[96573405,"Мембранный бак GRUNDFOS","GT-HR-600 V",882,"Z"]
[96573376,"Мембранный бак GRUNDFOS","GT-HR-8 PN3 G3/4 V",34,"Z"]
[96573396,"Мембранный бак GRUNDFOS","GT-HR-80 V",146,"Z"]
[96573407,"Мембранный бак GRUNDFOS","GT-HR-800 V",{"v":1257,"d":"1,257"},"Z"]
[96603411,"Мембранный бак GRUNDFOS","GT-U-100 PN16 G1 V",765,"Z"]
[96603453,"Мембранный бак GRUNDFOS","GT-U-1000 PN10  G11/2 V (coated flange)",{"v":2416,"d":"2,416"},"Z"]
[96603419,"Мембранный бак GRUNDFOS","GT-U-1000 PN16 G11/2 V",{"v":4065,"d":"4,065"},"Z"]
[96573283,"Мембранный бак GRUNDFOS","GT-U-1500 PN10 DN65 V (coated flange)",{"v":4194,"d":"4,194"},"Z"]
[96603413,"Мембранный бак GRUNDFOS","GT-U-200 PN16 G11/4 V",896,"Z"]
[96573284,"Мембранный бак GRUNDFOS","GT-U-2000 PN10 DN65 V (coated flange)",{"v":6270,"d":"6,270"},"Z"]
[96603414,"Мембранный бак GRUNDFOS","GT-U-300 PN16 G11/4 V",{"v":1093,"d":"1,093"},"Z"]
[96573285,"Мембранный бак GRUNDFOS","GT-U-3000 PN10 DN65 V (coated flange)",{"v":9615,"d":"9,615"},"Z"]
[96603415,"Мембранный бак GRUNDFOS","GT-U-400 PN16 G11/2 V",{"v":1187,"d":"1,187"},"Z"]
[96603416,"Мембранный бак GRUNDFOS","GT-U-500 PN16 G11/2 V",{"v":1400,"d":"1,400"},"Z"]
[96603417,"Мембранный бак GRUNDFOS","GT-U-600 PN16 G11/2 V",{"v":3040,"d":"3,040"},"Z"]
[96603452,"Мембранный бак GRUNDFOS","GT-U-800 PN10 G11/2 V (coated flange)",{"v":2182,"d":"2,182"},"Z"]
[96603418,"Мембранный бак GRUNDFOS","GT-U-800 PN16 G11/2 V",{"v":3600,"d":"3,600"},"Z"]
[98387708,"Направляющая труба GRUNDFOS","Guide pipe set 1 1/2\" 2pipes 3M St.steel",504,"Z"]
[98387710,"Направляющая труба GRUNDFOS","Guide pipe set 1 1/2\" 2pipes 6M St.steel",833,"Z"]
[98387705,"Направляющая труба GRUNDFOS","Guide pipe set 1\" 2 pipes 3M St.steel",344,"Z"]
[91070761,"Направляющая труба GRUNDFOS","Guide pipe set 1\" 2 pipes 3M ZN",61,"Z"]
[98387707,"Направляющая труба GRUNDFOS","Guide pipe set 1\" 2 pipes 6M St.steel",629,"Z"]
[91070764,"Направляющая труба GRUNDFOS","Guide pipe set 1\" 2 pipes 6M ZN",122,"Z"]
[91070762,"Направляющая труба GRUNDFOS","Guide pipe set 11/2\" 2 pipes 3M ZN",91,"Z"]
[91070765,"Направляющая труба GRUNDFOS","Guide pipe set 11/2\" 2 pipes 6M ZN",186,"Z"]
[98387723,"Направляющая труба GRUNDFOS","Guide pipe set 2\" 2 pipes 3M St.steel",551,"Z"]
[91071175,"Направляющая труба GRUNDFOS","Guide pipe set 2\" 2 pipes 3M ZN",119,"Z"]
[98387724,"Направляющая труба GRUNDFOS","Guide pipe set 2\" 2 pipes 6M St.steel",998,"Z"]
[91071176,"Направляющая труба GRUNDFOS","Guide pipe set 2\" 2 pipes 6M ZN",239,"Z"]
[96061389,"Направляющая труба GRUNDFOS","Guide rail NS 50, 6 m, pdbc50e",130,"Z"]
[96061392,"Направляющая труба GRUNDFOS","Guide rail NS 65, 6 m, pdbc65e",165,"Z"]
[96061394,"Направляющая труба GRUNDFOS","Guide rail NS 80, 6 m, pdbc80e",204,"Z"]
[96061386,"Направляющая труба GRUNDFOS","Guide rail NS40, 6 m pdbc40e",77,"Z"]
[98133793,"Ручная мешалка GRUNDFOS","Handheld-Mixer",100,"ZM1"]
[96001995,"Ниппель шестигранный GRUNDFOS","Hexagon nipple",49,"Z"]
[96001995,"Ниппель шестигранный GRUNDFOS","Hexagon nipple",49,"Z"]
[96001994,"Ниппель шестигранный GRUNDFOS","Hexagon nipple",34,"Z"]
[96001993,"Ниппель шестигранный GRUNDFOS","Hexagon nipple",14,"Z"]
[96001993,"Ниппель шестигранный GRUNDFOS","Hexagon nipple",14,"Z"]
[96006566,"Ниппель шестигранный GRUNDFOS","Hexagon nipple 4\"",185,"Z"]
[96489958,"Ниппель шестигранный GRUNDFOS","Hexagon nipple R 1 1/2\"",14,"Z"]
[96436960,"Адаптер GRUNDFOS","Hexagon Nipple stainless 1 1/4\" -1\"",47,"Z"]
[96436959,"Адаптер GRUNDFOS","Hexagon Nipple stainless 1\"",13,"Z"]
[91713196,"Кронштейн для крепления комплекта электродов GRUNDFOS","Holder f. elektrode",49,"Z"]
[91713755,"Насадка для сверления GRUNDFOS","Hole saw  D177",163,"Z"]
[96571536,"Насадка для сверления GRUNDFOS","Hole saw 102mm",46,"Z"]
[96571533,"Насадка для сверления GRUNDFOS","Hole saw 60mm",30,"Z"]
[96571534,"Насадка для сверления GRUNDFOS","Hole saw 75mm",36,"Z"]
[96571535,"Насадка для сверления GRUNDFOS","Hole saw 86mm",38,"Z"]
[91713756,"Насадка для сверления GRUNDFOS","Hole saw D127",62,"Z"]
[96591158,"Монтажный ключ GRUNDFOS","Hook spanner /spare",167,"Z"]
[96591166,"Монтажный ключ GRUNDFOS","Hook spanner CPL, 90-155 D6 /spare",123,"Z"]
[96076089,"Надводная автоматическая трубная муфта GRUNDFOS","Hook up DN40/Rp1\", cpl.",214,"Z"]
[96004445,"Надводная автоматическая трубная муфта GRUNDFOS","Hook-up system 2\" cpl. with elbow 90 dgr",175,"Z"]
[96004442,"Надводная автоматическая трубная муфта GRUNDFOS","Hook-up system Rp/Rp2, cpl.",166,"Z"]
[96102263,"Опорa для горизонтального \"сухого\" монтажа GRUNDFOS","Horizontal dry instal. of DN150 C 300mm",433,"Z"]
[96102250,"Опорa для горизонтального \"сухого\" монтажа GRUNDFOS","Horizontal dry instal. of DN150 D 300mm",446,"Z"]
[96101917,"Опорa для горизонтального \"сухого\" монтажа GRUNDFOS","Horizontal dry installation DN100 C",261,"Z"]
[96102261,"Опорa для горизонтального \"сухого\" монтажа GRUNDFOS","Horizontal dry installation DN65 B",237,"Z"]
[96102262,"Опорa для горизонтального \"сухого\" монтажа GRUNDFOS","Horizontal dry installation DN65 C",239,"Z"]
[96101912,"Опорa для горизонтального \"сухого\" монтажа GRUNDFOS","Horizontal dry installation DN80 B",241,"Z"]
[96102201,"Опорa для горизонтального \"сухого\" монтажа GRUNDFOS","Horizontal dry installation of DN100 B",259,"Z"]
[96102202,"Опорa для горизонтального \"сухого\" монтажа GRUNDFOS","Horizontal dry installation of DN100 D",235,"Z"]
[96102200,"Опорa для горизонтального \"сухого\" монтажа GRUNDFOS","Horizontal dry installation of DN80 C",244,"Z"]
[96102386,"Опорa для горизонтального \"сухого\" монтажа GRUNDFOS","Horizontal dry installation of DN80 D",219,"Z"]
[95709108,"Шланг GRUNDFOS","hose",42,"ZM1"]
[96727484,"Шланг GRUNDFOS","hose",313,"ZM1"]
[96727490,"Шланг GRUNDFOS","hose",416,"ZM1"]
[96696200,"Гибкая трубка GRUNDFOS","hose - kit, PVC 19-27 10M 12Bar 20°C",122,"ZM1"]
[96695788,"Гибкая трубка GRUNDFOS","hose - kit, PVC 19-27 50M 12Bar 20°C",574,"ZM1"]
[96697911,"Шланг GRUNDFOS","hose - Tubing PTFE -SL 4/6 5M",65,"ZM1"]
[96534489,"Гибкая трубка GRUNDFOS","Hose 12/19 10m PVC/textile",47,"ZM1"]
[96535081,"Гибкая трубка GRUNDFOS","Hose 15/20  2m.  PVC",5,"ZM1"]
[96441200,"Гибкая трубка GRUNDFOS","Hose 16/24 10m PVC/textile",102,"ZM1"]
[96441201,"Гибкая трубка GRUNDFOS","Hose 25/34 10m PVC/textile",122,"ZM1"]
[96535070,"Гибкая трубка GRUNDFOS","Hose 25/34 5m PVC/Polyester",59,"ZM1"]
[96535079,"Гибкая трубка GRUNDFOS","Hose 32/41 10m PVC/Polyester",171,"ZM1"]
[96535077,"Гибкая трубка GRUNDFOS","Hose 32/41 5m PVC/Polyester",86,"ZM1"]
[96653571,"Гибкая трубка GRUNDFOS","hose br.PVC-6/12-10m 5/U2",45,"ZM1"]
[91835686,"Гибкая трубка GRUNDFOS","hose br.PVC-6/12-50m 5/U2",231,"ZM1"]
[95730338,"Гибкая трубка GRUNDFOS","hose ETFE-4/6-10m 3/U2",112,"ZM1"]
[95730339,"Гибкая трубка GRUNDFOS","hose ETFE-4/6-50m 3/U2",558,"ZM1"]
[95730341,"Гибкая трубка GRUNDFOS","hose ETFE-6/9-10m 4/U2",213,"ZM1"]
[95730342,"Гибкая трубка GRUNDFOS","hose ETFE-6/9-50m 4/U2",{"v":1063,"d":"1,063"},"ZM1"]
[95730344,"Гибкая трубка GRUNDFOS","hose ETFE-9/12-10m 6/U2",319,"ZM1"]
[95730345,"Гибкая трубка GRUNDFOS","hose ETFE-9/12-50m 6/U2",{"v":1594,"d":"1,594"},"ZM1"]
[97936177,"Напорный шланг GRUNDFOS","Hose extension Conlift",20,"Z"]
[91836504,"Гибкая трубка GRUNDFOS","hose PE-4/6-10m 3/U2",17,"ZM1"]
[91835676,"Гибкая трубка GRUNDFOS","hose PE-4/6-3m 3/U2",9,"ZM1"]
[91835680,"Гибкая трубка GRUNDFOS","hose PE-4/6-50m 3/U2",68,"ZM1"]
[96727412,"Гибкая трубка GRUNDFOS","hose PE-6/9-10m 4/U2",24,"ZM1"]
[96727409,"Гибкая трубка GRUNDFOS","hose PE-6/9-3m 4/U2",10,"ZM1"]
[96727415,"Гибкая трубка GRUNDFOS","hose PE-6/9-50m 4/U2",121,"ZM1"]
[96705657,"Гибкая трубка GRUNDFOS","hose PE-9/12-10m 6/U2",27,"ZM1"]
[96727398,"Гибкая трубка GRUNDFOS","hose PE-9/12-50m 6/U2",125,"ZM1"]
[96692437,"Шланг GRUNDFOS","hose PTFE 4/6 10m",124,"ZM1"]
[96727492,"Шланг GRUNDFOS","Hose PTFE -SL 9/12 25m",{"v":1043,"d":"1,043"},"ZM1"]
[96702133,"Шланг GRUNDFOS","hose PVC-4/6-10m 3/U2",17,"ZM1"]
[96701733,"Шланг GRUNDFOS","hose PVC-4/6-3m 3/U2",9,"ZM1"]
[96727418,"Шланг GRUNDFOS","hose PVC-4/6-50m 3/U2",68,"ZM1"]
[95730335,"Шланг GRUNDFOS","hose PVC-6/9-10m 4/U2",24,"ZM1"]
[95730334,"Шланг GRUNDFOS","hose PVC-6/9-3m 4/U2",10,"ZM1"]
[95730336,"Шланг GRUNDFOS","hose PVC-6/9-50m 4/U2",121,"ZM1"]
[95730890,"Шланг GRUNDFOS","hose PVC-9/12-10m 6/U2",27,"ZM1"]
[95724702,"Шланг GRUNDFOS","hose PVC-9/12-50m 6/U2",130,"ZM1"]
[315395,"Шланговое резьбовое соединение GRUNDFOS","HOSE UNION 1\", STRAIGHT",16,"Z"]
[315373,"Шланговое резьбовое соединение GRUNDFOS","HOSE UNION 3/4\"",16,"Z"]
[97772316,"Гибкий переходной шланг GRUNDFOS","Hose, replacement Sololift2",22,"Z"]
[96002514,"Счетчик мото-часов эксплуатации GRUNDFOS","Hour counter 230V & 400V controls",107,"Z"]
[96002515,"Счетчик мото-часов эксплуатации GRUNDFOS","Hour counter 400V (Until P.c. 0815)",111,"Z"]
[96002518,"Совмещенный счетчик мото-часов и пусков GRUNDFOS","Hour/Start counter 230V& 400V controls",231,"Z"]
[98423322,"Установка повышения давления GRUNDFOS","Hydro MPC-E 2 CRE10-1 50/60Hz RUS",{"v":9133,"d":"9,133"},"H"]
[98423325,"Установка повышения давления GRUNDFOS","Hydro MPC-E 2 CRE10-2 50/60Hz RUS",{"v":10384,"d":"10,384"},"H"]
[98423328,"Установка повышения давления GRUNDFOS","Hydro MPC-E 2 CRE10-3 50/60Hz RUS",{"v":11578,"d":"11,578"},"H"]
[98439404,"Установка повышения давления GRUNDFOS","Hydro MPC-E 2 CRE10-5 50/60Hz RUS",{"v":12246,"d":"12,246"},"H"]
[98439409,"Установка повышения давления GRUNDFOS","Hydro MPC-E 2 CRE10-6 50/60Hz RUS",{"v":13508,"d":"13,508"},"H"]
[98439414,"Установка повышения давления GRUNDFOS","Hydro MPC-E 2 CRE10-9 50/60Hz RUS",{"v":15233,"d":"15,233"},"H"]
[98423331,"Установка повышения давления GRUNDFOS","Hydro MPC-E 2 CRE15-1 50/60Hz RUS",{"v":11551,"d":"11,551"},"H"]
[98439421,"Установка повышения давления GRUNDFOS","Hydro MPC-E 2 CRE15-2 50/60Hz RUS",{"v":13436,"d":"13,436"},"H"]
[98439426,"Установка повышения давления GRUNDFOS","Hydro MPC-E 2 CRE15-3 50/60Hz RUS",{"v":14597,"d":"14,597"},"H"]
[98439431,"Установка повышения давления GRUNDFOS","Hydro MPC-E 2 CRE15-4 50/60Hz RUS",{"v":16032,"d":"16,032"},"H"]
[98439436,"Установка повышения давления GRUNDFOS","Hydro MPC-E 2 CRE15-5 50/60Hz RUS",{"v":17703,"d":"17,703"},"H"]
[98439441,"Установка повышения давления GRUNDFOS","Hydro MPC-E 2 CRE15-8 50/60Hz RUS",{"v":19994,"d":"19,994"},"H"]
[98423334,"Установка повышения давления GRUNDFOS","Hydro MPC-E 2 CRE20-1 50/60Hz RUS",{"v":12733,"d":"12,733"},"H"]
[98439448,"Установка повышения давления GRUNDFOS","Hydro MPC-E 2 CRE20-2 50/60Hz RUS",{"v":14875,"d":"14,875"},"H"]
[98439453,"Установка повышения давления GRUNDFOS","Hydro MPC-E 2 CRE20-3 50/60Hz RUS",{"v":16337,"d":"16,337"},"H"]
[98439458,"Установка повышения давления GRUNDFOS","Hydro MPC-E 2 CRE20-4 50/60Hz RUS",{"v":18040,"d":"18,040"},"H"]
[98439463,"Установка повышения давления GRUNDFOS","Hydro MPC-E 2 CRE20-6 50/60Hz RUS",{"v":22621,"d":"22,621"},"H"]
[98423304,"Установка повышения давления GRUNDFOS","Hydro MPC-E 2 CRE3-11 50/60Hz RUS",{"v":10588,"d":"10,588"},"H"]
[98423292,"Установка повышения давления GRUNDFOS","Hydro MPC-E 2 CRE3-2 50/60Hz RUS",{"v":8444,"d":"8,444"},"H"]
[98439470,"Установка повышения давления GRUNDFOS","Hydro MPC-E 2 CRE32-1 50/60Hz RUS",{"v":15765,"d":"15,765"},"H"]
[98423337,"Установка повышения давления GRUNDFOS","Hydro MPC-E 2 CRE32-1-1 50/60Hz RUS",{"v":14736,"d":"14,736"},"H"]
[98439475,"Установка повышения давления GRUNDFOS","Hydro MPC-E 2 CRE32-2 50/60Hz RUS",{"v":21075,"d":"21,075"},"H"]
[98439480,"Установка повышения давления GRUNDFOS","Hydro MPC-E 2 CRE32-4-2 50/60Hz RUS",{"v":25401,"d":"25,401"},"H"]
[98439485,"Установка повышения давления GRUNDFOS","Hydro MPC-E 2 CRE32-5-2 50/60Hz RUS",{"v":28674,"d":"28,674"},"H"]
[98423295,"Установка повышения давления GRUNDFOS","Hydro MPC-E 2 CRE3-4 50/60Hz RUS",{"v":8628,"d":"8,628"},"H"]
[98423298,"Установка повышения давления GRUNDFOS","Hydro MPC-E 2 CRE3-5 50/60Hz RUS",{"v":8886,"d":"8,886"},"H"]
[98423301,"Установка повышения давления GRUNDFOS","Hydro MPC-E 2 CRE3-8 50/60Hz RUS",{"v":9378,"d":"9,378"},"H"]
[98439495,"Установка повышения давления GRUNDFOS","Hydro MPC-E 2 CRE45-1 50/60Hz RUS",{"v":22605,"d":"22,605"},"H"]
[98439490,"Установка повышения давления GRUNDFOS","Hydro MPC-E 2 CRE45-1-1 50/60Hz RUS",{"v":20434,"d":"20,434"},"H"]
[98439500,"Установка повышения давления GRUNDFOS","Hydro MPC-E 2 CRE45-2-2 50/60Hz RUS",{"v":27106,"d":"27,106"},"H"]
[98439392,"Установка повышения давления GRUNDFOS","Hydro MPC-E 2 CRE5-12 50/60Hz RUS",{"v":12119,"d":"12,119"},"H"]
[98439395,"Установка повышения давления GRUNDFOS","Hydro MPC-E 2 CRE5-16 50/60Hz RUS",{"v":12168,"d":"12,168"},"H"]
[98423310,"Установка повышения давления GRUNDFOS","Hydro MPC-E 2 CRE5-2 50/60Hz RUS",{"v":8585,"d":"8,585"},"H"]
[98423313,"Установка повышения давления GRUNDFOS","Hydro MPC-E 2 CRE5-4 50/60Hz RUS",{"v":9678,"d":"9,678"},"H"]
[98423316,"Установка повышения давления GRUNDFOS","Hydro MPC-E 2 CRE5-5 50/60Hz RUS",{"v":10268,"d":"10,268"},"H"]
[98423319,"Установка повышения давления GRUNDFOS","Hydro MPC-E 2 CRE5-9 50/60Hz RUS",{"v":11433,"d":"11,433"},"H"]
[98439517,"Установка повышения давления GRUNDFOS","Hydro MPC-E 3 CR45-4 50/60Hz RUS",{"v":57829,"d":"57,829"},"H"]
[98439546,"Установка повышения давления GRUNDFOS","Hydro MPC-E 3 CR64-3 50/60Hz RUS",{"v":60790,"d":"60,790"},"H"]
[98439542,"Установка повышения давления GRUNDFOS","Hydro MPC-E 3 CR64-3-1 50/60Hz RUS",{"v":60790,"d":"60,790"},"H"]
[98439550,"Установка повышения давления GRUNDFOS","Hydro MPC-E 3 CR64-4-2 50/60Hz RUS",{"v":64324,"d":"64,324"},"H"]
[98439570,"Установка повышения давления GRUNDFOS","Hydro MPC-E 3 CR90-2 50/60Hz RUS",{"v":63047,"d":"63,047"},"H"]
[98439582,"Установка повышения давления GRUNDFOS","Hydro MPC-E 3 CR90-3 50/60Hz RUS",{"v":72835,"d":"72,835"},"H"]
[98439578,"Установка повышения давления GRUNDFOS","Hydro MPC-E 3 CR90-3-1 50/60Hz RUS",{"v":72358,"d":"72,358"},"H"]
[98439574,"Установка повышения давления GRUNDFOS","Hydro MPC-E 3 CR90-3-2 50/60Hz RUS",{"v":72358,"d":"72,358"},"H"]
[98423323,"Установка повышения давления GRUNDFOS","Hydro MPC-E 3 CRE10-1 50/60Hz RUS",{"v":12942,"d":"12,942"},"H"]
[98423326,"Установка повышения давления GRUNDFOS","Hydro MPC-E 3 CRE10-2 50/60Hz RUS",{"v":14758,"d":"14,758"},"H"]
[98423329,"Установка повышения давления GRUNDFOS","Hydro MPC-E 3 CRE10-3 50/60Hz RUS",{"v":16499,"d":"16,499"},"H"]
[98439405,"Установка повышения давления GRUNDFOS","Hydro MPC-E 3 CRE10-5 50/60Hz RUS",{"v":17404,"d":"17,404"},"H"]
[98439410,"Установка повышения давления GRUNDFOS","Hydro MPC-E 3 CRE10-6 50/60Hz RUS",{"v":19296,"d":"19,296"},"H"]
[98439415,"Установка повышения давления GRUNDFOS","Hydro MPC-E 3 CRE10-9 50/60Hz RUS",{"v":21884,"d":"21,884"},"H"]
[98423332,"Установка повышения давления GRUNDFOS","Hydro MPC-E 3 CRE15-1 50/60Hz RUS",{"v":15588,"d":"15,588"},"H"]
[98439422,"Установка повышения давления GRUNDFOS","Hydro MPC-E 3 CRE15-2 50/60Hz RUS",{"v":17899,"d":"17,899"},"H"]
[98439427,"Установка повышения давления GRUNDFOS","Hydro MPC-E 3 CRE15-3 50/60Hz RUS",{"v":19841,"d":"19,841"},"H"]
[98439432,"Установка повышения давления GRUNDFOS","Hydro MPC-E 3 CRE15-4 50/60Hz RUS",{"v":21994,"d":"21,994"},"H"]
[98439437,"Установка повышения давления GRUNDFOS","Hydro MPC-E 3 CRE15-5 50/60Hz RUS",{"v":24500,"d":"24,500"},"H"]
[98439442,"Установка повышения давления GRUNDFOS","Hydro MPC-E 3 CRE15-8 50/60Hz RUS",{"v":27942,"d":"27,942"},"H"]
[98423335,"Установка повышения давления GRUNDFOS","Hydro MPC-E 3 CRE20-1 50/60Hz RUS",{"v":17106,"d":"17,106"},"H"]
[98439449,"Установка повышения давления GRUNDFOS","Hydro MPC-E 3 CRE20-2 50/60Hz RUS",{"v":20219,"d":"20,219"},"H"]
[98439454,"Установка повышения давления GRUNDFOS","Hydro MPC-E 3 CRE20-3 50/60Hz RUS",{"v":22413,"d":"22,413"},"H"]
[98439459,"Установка повышения давления GRUNDFOS","Hydro MPC-E 3 CRE20-4 50/60Hz RUS",{"v":24967,"d":"24,967"},"H"]
[98439464,"Установка повышения давления GRUNDFOS","Hydro MPC-E 3 CRE20-6 50/60Hz RUS",{"v":31632,"d":"31,632"},"H"]
[98423305,"Установка повышения давления GRUNDFOS","Hydro MPC-E 3 CRE3-11 50/60Hz RUS",{"v":14085,"d":"14,085"},"H"]
[98423293,"Установка повышения давления GRUNDFOS","Hydro MPC-E 3 CRE3-2 50/60Hz RUS",{"v":10929,"d":"10,929"},"H"]
[98439471,"Установка повышения давления GRUNDFOS","Hydro MPC-E 3 CRE32-1 50/60Hz RUS",{"v":21534,"d":"21,534"},"H"]
[98423338,"Установка повышения давления GRUNDFOS","Hydro MPC-E 3 CRE32-1-1 50/60Hz RUS",{"v":20086,"d":"20,086"},"H"]
[98439476,"Установка повышения давления GRUNDFOS","Hydro MPC-E 3 CRE32-2 50/60Hz RUS",{"v":29499,"d":"29,499"},"H"]
[98439481,"Установка повышения давления GRUNDFOS","Hydro MPC-E 3 CRE32-4-2 50/60Hz RUS",{"v":35978,"d":"35,978"},"H"]
[98439486,"Установка повышения давления GRUNDFOS","Hydro MPC-E 3 CRE32-5-2 50/60Hz RUS",{"v":40886,"d":"40,886"},"H"]
[98423296,"Установка повышения давления GRUNDFOS","Hydro MPC-E 3 CRE3-4 50/60Hz RUS",{"v":11206,"d":"11,206"},"H"]
[98423299,"Установка повышения давления GRUNDFOS","Hydro MPC-E 3 CRE3-5 50/60Hz RUS",{"v":11593,"d":"11,593"},"H"]
[98423302,"Установка повышения давления GRUNDFOS","Hydro MPC-E 3 CRE3-8 50/60Hz RUS",{"v":12119,"d":"12,119"},"H"]
[98439496,"Установка повышения давления GRUNDFOS","Hydro MPC-E 3 CRE45-1 50/60Hz RUS",{"v":32024,"d":"32,024"},"H"]
[98439491,"Установка повышения давления GRUNDFOS","Hydro MPC-E 3 CRE45-1-1 50/60Hz RUS",{"v":28800,"d":"28,800"},"H"]
[98439505,"Установка повышения давления GRUNDFOS","Hydro MPC-E 3 CRE45-2 50/60Hz RUS",{"v":42311,"d":"42,311"},"H"]
[98439501,"Установка повышения давления GRUNDFOS","Hydro MPC-E 3 CRE45-2-2 50/60Hz RUS",{"v":38193,"d":"38,193"},"H"]
[98439509,"Установка повышения давления GRUNDFOS","Hydro MPC-E 3 CRE45-3 50/60Hz RUS",{"v":48142,"d":"48,142"},"H"]
[98439513,"Установка повышения давления GRUNDFOS","Hydro MPC-E 3 CRE45-4-2 50/60Hz RUS",{"v":52632,"d":"52,632"},"H"]
[98439393,"Установка повышения давления GRUNDFOS","Hydro MPC-E 3 CRE5-12 50/60Hz RUS",{"v":16034,"d":"16,034"},"H"]
[98439396,"Установка повышения давления GRUNDFOS","Hydro MPC-E 3 CRE5-16 50/60Hz RUS",{"v":16344,"d":"16,344"},"H"]
[98423311,"Установка повышения давления GRUNDFOS","Hydro MPC-E 3 CRE5-2 50/60Hz RUS",{"v":11140,"d":"11,140"},"H"]
[98423314,"Установка повышения давления GRUNDFOS","Hydro MPC-E 3 CRE5-4 50/60Hz RUS",{"v":12719,"d":"12,719"},"H"]
[98423317,"Установка повышения давления GRUNDFOS","Hydro MPC-E 3 CRE5-5 50/60Hz RUS",{"v":13603,"d":"13,603"},"H"]
[98423320,"Установка повышения давления GRUNDFOS","Hydro MPC-E 3 CRE5-9 50/60Hz RUS",{"v":15097,"d":"15,097"},"H"]
[98439526,"Установка повышения давления GRUNDFOS","Hydro MPC-E 3 CRE64-1 50/60Hz RUS",{"v":36835,"d":"36,835"},"H"]
[98439521,"Установка повышения давления GRUNDFOS","Hydro MPC-E 3 CRE64-1-1 50/60Hz RUS",{"v":31096,"d":"31,096"},"H"]
[98439534,"Установка повышения давления GRUNDFOS","Hydro MPC-E 3 CRE64-2-1 50/60Hz RUS",{"v":47663,"d":"47,663"},"H"]
[98439530,"Установка повышения давления GRUNDFOS","Hydro MPC-E 3 CRE64-2-2 50/60Hz RUS",{"v":41719,"d":"41,719"},"H"]
[98439538,"Установка повышения давления GRUNDFOS","Hydro MPC-E 3 CRE64-3-2 50/60Hz RUS",{"v":51608,"d":"51,608"},"H"]
[98439558,"Установка повышения давления GRUNDFOS","Hydro MPC-E 3 CRE90-1 50/60Hz RUS",{"v":43422,"d":"43,422"},"H"]
[98439554,"Установка повышения давления GRUNDFOS","Hydro MPC-E 3 CRE90-1-1 50/60Hz RUS",{"v":38688,"d":"38,688"},"H"]
[98439566,"Установка повышения давления GRUNDFOS","Hydro MPC-E 3 CRE90-2-1 50/60Hz RUS",{"v":53023,"d":"53,023"},"H"]
[98439562,"Установка повышения давления GRUNDFOS","Hydro MPC-E 3 CRE90-2-2 50/60Hz RUS",{"v":48272,"d":"48,272"},"H"]
[98439518,"Установка повышения давления GRUNDFOS","Hydro MPC-E 4 CR45-4 50/60Hz RUS",{"v":75270,"d":"75,270"},"H"]
[98439547,"Установка повышения давления GRUNDFOS","Hydro MPC-E 4 CR64-3 50/60Hz RUS",{"v":79566,"d":"79,566"},"H"]
[98439543,"Установка повышения давления GRUNDFOS","Hydro MPC-E 4 CR64-3-1 50/60Hz RUS",{"v":79566,"d":"79,566"},"H"]
[98439551,"Установка повышения давления GRUNDFOS","Hydro MPC-E 4 CR64-4-2 50/60Hz RUS",{"v":82359,"d":"82,359"},"H"]
[98439571,"Установка повышения давления GRUNDFOS","Hydro MPC-E 4 CR90-2 50/60Hz RUS",{"v":87688,"d":"87,688"},"H"]
[98439583,"Установка повышения давления GRUNDFOS","Hydro MPC-E 4 CR90-3 50/60Hz RUS",{"v":98658,"d":"98,658"},"H"]
[98439579,"Установка повышения давления GRUNDFOS","Hydro MPC-E 4 CR90-3-1 50/60Hz RUS",{"v":100551,"d":"100,551"},"H"]
[98439575,"Установка повышения давления GRUNDFOS","Hydro MPC-E 4 CR90-3-2 50/60Hz RUS",{"v":100551,"d":"100,551"},"H"]
[98423324,"Установка повышения давления GRUNDFOS","Hydro MPC-E 4 CRE10-1 50/60Hz RUS",{"v":15632,"d":"15,632"},"H"]
[98423327,"Установка повышения давления GRUNDFOS","Hydro MPC-E 4 CRE10-2 50/60Hz RUS",{"v":18013,"d":"18,013"},"H"]
[98423330,"Установка повышения давления GRUNDFOS","Hydro MPC-E 4 CRE10-3 50/60Hz RUS",{"v":20341,"d":"20,341"},"H"]
[98439406,"Установка повышения давления GRUNDFOS","Hydro MPC-E 4 CRE10-5 50/60Hz RUS",{"v":21721,"d":"21,721"},"H"]
[98439411,"Установка повышения давления GRUNDFOS","Hydro MPC-E 4 CRE10-6 50/60Hz RUS",{"v":23966,"d":"23,966"},"H"]
[98439416,"Установка повышения давления GRUNDFOS","Hydro MPC-E 4 CRE10-9 50/60Hz RUS",{"v":27418,"d":"27,418"},"H"]
[98423333,"Установка повышения давления GRUNDFOS","Hydro MPC-E 4 CRE15-1 50/60Hz RUS",{"v":20123,"d":"20,123"},"H"]
[98439423,"Установка повышения давления GRUNDFOS","Hydro MPC-E 4 CRE15-2 50/60Hz RUS",{"v":22239,"d":"22,239"},"H"]
[98439428,"Установка повышения давления GRUNDFOS","Hydro MPC-E 4 CRE15-3 50/60Hz RUS",{"v":25682,"d":"25,682"},"H"]
[98439433,"Установка повышения давления GRUNDFOS","Hydro MPC-E 4 CRE15-4 50/60Hz RUS",{"v":27804,"d":"27,804"},"H"]
[98439438,"Установка повышения давления GRUNDFOS","Hydro MPC-E 4 CRE15-5 50/60Hz RUS",{"v":31144,"d":"31,144"},"H"]
[98439443,"Установка повышения давления GRUNDFOS","Hydro MPC-E 4 CRE15-8 50/60Hz RUS",{"v":35675,"d":"35,675"},"H"]
[98423336,"Установка повышения давления GRUNDFOS","Hydro MPC-E 4 CRE20-1 50/60Hz RUS",{"v":21362,"d":"21,362"},"H"]
[98439450,"Установка повышения давления GRUNDFOS","Hydro MPC-E 4 CRE20-2 50/60Hz RUS",{"v":25407,"d":"25,407"},"H"]
[98439455,"Установка повышения давления GRUNDFOS","Hydro MPC-E 4 CRE20-3 50/60Hz RUS",{"v":28334,"d":"28,334"},"H"]
[98439460,"Установка повышения давления GRUNDFOS","Hydro MPC-E 4 CRE20-4 50/60Hz RUS",{"v":31738,"d":"31,738"},"H"]
[98439465,"Установка повышения давления GRUNDFOS","Hydro MPC-E 4 CRE20-6 50/60Hz RUS",{"v":40402,"d":"40,402"},"H"]
[98423306,"Установка повышения давления GRUNDFOS","Hydro MPC-E 4 CRE3-11 50/60Hz RUS",{"v":17556,"d":"17,556"},"H"]
[98423294,"Установка повышения давления GRUNDFOS","Hydro MPC-E 4 CRE3-2 50/60Hz RUS",{"v":13388,"d":"13,388"},"H"]
[98439472,"Установка повышения давления GRUNDFOS","Hydro MPC-E 4 CRE32-1 50/60Hz RUS",{"v":27289,"d":"27,289"},"H"]
[98423339,"Установка повышения давления GRUNDFOS","Hydro MPC-E 4 CRE32-1-1 50/60Hz RUS",{"v":25462,"d":"25,462"},"H"]
[98439477,"Установка повышения давления GRUNDFOS","Hydro MPC-E 4 CRE32-2 50/60Hz RUS",{"v":37909,"d":"37,909"},"H"]
[98439482,"Установка повышения давления GRUNDFOS","Hydro MPC-E 4 CRE32-4-2 50/60Hz RUS",{"v":46540,"d":"46,540"},"H"]
[98439487,"Установка повышения давления GRUNDFOS","Hydro MPC-E 4 CRE32-5-2 50/60Hz RUS",{"v":53192,"d":"53,192"},"H"]
[98423297,"Установка повышения давления GRUNDFOS","Hydro MPC-E 4 CRE3-4 50/60Hz RUS",{"v":13757,"d":"13,757"},"H"]
[98423300,"Установка повышения давления GRUNDFOS","Hydro MPC-E 4 CRE3-5 50/60Hz RUS",{"v":14275,"d":"14,275"},"H"]
[98423303,"Установка повышения давления GRUNDFOS","Hydro MPC-E 4 CRE3-8 50/60Hz RUS",{"v":15027,"d":"15,027"},"H"]
[98439497,"Установка повышения давления GRUNDFOS","Hydro MPC-E 4 CRE45-1 50/60Hz RUS",{"v":41017,"d":"41,017"},"H"]
[98439492,"Установка повышения давления GRUNDFOS","Hydro MPC-E 4 CRE45-1-1 50/60Hz RUS",{"v":36718,"d":"36,718"},"H"]
[98439506,"Установка повышения давления GRUNDFOS","Hydro MPC-E 4 CRE45-2 50/60Hz RUS",{"v":54863,"d":"54,863"},"H"]
[98439502,"Установка повышения давления GRUNDFOS","Hydro MPC-E 4 CRE45-2-2 50/60Hz RUS",{"v":49235,"d":"49,235"},"H"]
[98439510,"Установка повышения давления GRUNDFOS","Hydro MPC-E 4 CRE45-3 50/60Hz RUS",{"v":62620,"d":"62,620"},"H"]
[98439514,"Установка повышения давления GRUNDFOS","Hydro MPC-E 4 CRE45-4-2 50/60Hz RUS",{"v":68569,"d":"68,569"},"H"]
[98439394,"Установка повышения давления GRUNDFOS","Hydro MPC-E 4 CRE5-12 50/60Hz RUS",{"v":20317,"d":"20,317"},"H"]
[98439397,"Установка повышения давления GRUNDFOS","Hydro MPC-E 4 CRE5-16 50/60Hz RUS",{"v":20517,"d":"20,517"},"H"]
[98423312,"Установка повышения давления GRUNDFOS","Hydro MPC-E 4 CRE5-2 50/60Hz RUS",{"v":13670,"d":"13,670"},"H"]
[98423315,"Установка повышения давления GRUNDFOS","Hydro MPC-E 4 CRE5-4 50/60Hz RUS",{"v":15734,"d":"15,734"},"H"]
[98423318,"Установка повышения давления GRUNDFOS","Hydro MPC-E 4 CRE5-5 50/60Hz RUS",{"v":16914,"d":"16,914"},"H"]
[98423321,"Установка повышения давления GRUNDFOS","Hydro MPC-E 4 CRE5-9 50/60Hz RUS",{"v":18910,"d":"18,910"},"H"]
[98439527,"Установка повышения давления GRUNDFOS","Hydro MPC-E 4 CRE64-1 50/60Hz RUS",{"v":47456,"d":"47,456"},"H"]
[98439523,"Установка повышения давления GRUNDFOS","Hydro MPC-E 4 CRE64-1-1 50/60Hz RUS",{"v":39810,"d":"39,810"},"H"]
[98439535,"Установка повышения давления GRUNDFOS","Hydro MPC-E 4 CRE64-2-1 50/60Hz RUS",{"v":61981,"d":"61,981"},"H"]
[98439531,"Установка повышения давления GRUNDFOS","Hydro MPC-E 4 CRE64-2-2 50/60Hz RUS",{"v":54073,"d":"54,073"},"H"]
[98439539,"Установка повышения давления GRUNDFOS","Hydro MPC-E 4 CRE64-3-2 50/60Hz RUS",{"v":67204,"d":"67,204"},"H"]
[98439559,"Установка повышения давления GRUNDFOS","Hydro MPC-E 4 CRE90-1 50/60Hz RUS",{"v":62036,"d":"62,036"},"H"]
[98439555,"Установка повышения давления GRUNDFOS","Hydro MPC-E 4 CRE90-1-1 50/60Hz RUS",{"v":55307,"d":"55,307"},"H"]
[98439567,"Установка повышения давления GRUNDFOS","Hydro MPC-E 4 CRE90-2-1 50/60Hz RUS",{"v":75098,"d":"75,098"},"H"]
[98439563,"Установка повышения давления GRUNDFOS","Hydro MPC-E 4 CRE90-2-2 50/60Hz RUS",{"v":69146,"d":"69,146"},"H"]
[98439519,"Установка повышения давления GRUNDFOS","Hydro MPC-E 5 CR45-4 50/60Hz RUS",{"v":93920,"d":"93,920"},"H"]
[98439548,"Установка повышения давления GRUNDFOS","Hydro MPC-E 5 CR64-3 50/60Hz RUS",{"v":97018,"d":"97,018"},"H"]
[98439544,"Установка повышения давления GRUNDFOS","Hydro MPC-E 5 CR64-3-1 50/60Hz RUS",{"v":97018,"d":"97,018"},"H"]
[98439552,"Установка повышения давления GRUNDFOS","Hydro MPC-E 5 CR64-4-2 50/60Hz RUS",{"v":104955,"d":"104,955"},"H"]
[98439572,"Установка повышения давления GRUNDFOS","Hydro MPC-E 5 CR90-2 50/60Hz RUS",{"v":112058,"d":"112,058"},"H"]
[98439584,"Установка повышения давления GRUNDFOS","Hydro MPC-E 5 CR90-3 50/60Hz RUS",{"v":129975,"d":"129,975"},"H"]
[98439580,"Установка повышения давления GRUNDFOS","Hydro MPC-E 5 CR90-3-1 50/60Hz RUS",{"v":129235,"d":"129,235"},"H"]
[98439576,"Установка повышения давления GRUNDFOS","Hydro MPC-E 5 CR90-3-2 50/60Hz RUS",{"v":129235,"d":"129,235"},"H"]
[98439398,"Установка повышения давления GRUNDFOS","Hydro MPC-E 5 CRE10-1 50/60Hz RUS",{"v":19449,"d":"19,449"},"H"]
[98439400,"Установка повышения давления GRUNDFOS","Hydro MPC-E 5 CRE10-2 50/60Hz RUS",{"v":22405,"d":"22,405"},"H"]
[98439402,"Установка повышения давления GRUNDFOS","Hydro MPC-E 5 CRE10-3 50/60Hz RUS",{"v":25307,"d":"25,307"},"H"]
[98439407,"Установка повышения давления GRUNDFOS","Hydro MPC-E 5 CRE10-5 50/60Hz RUS",{"v":26957,"d":"26,957"},"H"]
[98439412,"Установка повышения давления GRUNDFOS","Hydro MPC-E 5 CRE10-6 50/60Hz RUS",{"v":30110,"d":"30,110"},"H"]
[98439417,"Установка повышения давления GRUNDFOS","Hydro MPC-E 5 CRE10-9 50/60Hz RUS",{"v":34079,"d":"34,079"},"H"]
[98439419,"Установка повышения давления GRUNDFOS","Hydro MPC-E 5 CRE15-1 50/60Hz RUS",{"v":24194,"d":"24,194"},"H"]
[98439424,"Установка повышения давления GRUNDFOS","Hydro MPC-E 5 CRE15-2 50/60Hz RUS",{"v":28395,"d":"28,395"},"H"]
[98439429,"Установка повышения давления GRUNDFOS","Hydro MPC-E 5 CRE15-3 50/60Hz RUS",{"v":31458,"d":"31,458"},"H"]
[98439434,"Установка повышения давления GRUNDFOS","Hydro MPC-E 5 CRE15-4 50/60Hz RUS",{"v":35048,"d":"35,048"},"H"]
[98439439,"Установка повышения давления GRUNDFOS","Hydro MPC-E 5 CRE15-5 50/60Hz RUS",{"v":39224,"d":"39,224"},"H"]
[98439444,"Установка повышения давления GRUNDFOS","Hydro MPC-E 5 CRE15-8 50/60Hz RUS",{"v":45677,"d":"45,677"},"H"]
[98439446,"Установка повышения давления GRUNDFOS","Hydro MPC-E 5 CRE20-1 50/60Hz RUS",{"v":27077,"d":"27,077"},"H"]
[98439451,"Установка повышения давления GRUNDFOS","Hydro MPC-E 5 CRE20-2 50/60Hz RUS",{"v":32058,"d":"32,058"},"H"]
[98439456,"Установка повышения давления GRUNDFOS","Hydro MPC-E 5 CRE20-3 50/60Hz RUS",{"v":35715,"d":"35,715"},"H"]
[98439461,"Установка повышения давления GRUNDFOS","Hydro MPC-E 5 CRE20-4 50/60Hz RUS",{"v":39971,"d":"39,971"},"H"]
[98439466,"Установка повышения давления GRUNDFOS","Hydro MPC-E 5 CRE20-6 50/60Hz RUS",{"v":51741,"d":"51,741"},"H"]
[98439473,"Установка повышения давления GRUNDFOS","Hydro MPC-E 5 CRE32-1 50/60Hz RUS",{"v":34875,"d":"34,875"},"H"]
[98439468,"Установка повышения давления GRUNDFOS","Hydro MPC-E 5 CRE32-1-1 50/60Hz RUS",{"v":32667,"d":"32,667"},"H"]
[98439478,"Установка повышения давления GRUNDFOS","Hydro MPC-E 5 CRE32-2 50/60Hz RUS",{"v":48152,"d":"48,152"},"H"]
[98439483,"Установка повышения давления GRUNDFOS","Hydro MPC-E 5 CRE32-4-2 50/60Hz RUS",{"v":58934,"d":"58,934"},"H"]
[98439488,"Установка повышения давления GRUNDFOS","Hydro MPC-E 5 CRE32-5-2 50/60Hz RUS",{"v":67238,"d":"67,238"},"H"]
[98439498,"Установка повышения давления GRUNDFOS","Hydro MPC-E 5 CRE45-1 50/60Hz RUS",{"v":51656,"d":"51,656"},"H"]
[98439493,"Установка повышения давления GRUNDFOS","Hydro MPC-E 5 CRE45-1-1 50/60Hz RUS",{"v":46282,"d":"46,282"},"H"]
[98439507,"Установка повышения давления GRUNDFOS","Hydro MPC-E 5 CRE45-2 50/60Hz RUS",{"v":68940,"d":"68,940"},"H"]
[98439503,"Установка повышения давления GRUNDFOS","Hydro MPC-E 5 CRE45-2-2 50/60Hz RUS",{"v":61922,"d":"61,922"},"H"]
[98439511,"Установка повышения давления GRUNDFOS","Hydro MPC-E 5 CRE45-3 50/60Hz RUS",{"v":78711,"d":"78,711"},"H"]
[98439515,"Установка повышения давления GRUNDFOS","Hydro MPC-E 5 CRE45-4-2 50/60Hz RUS",{"v":86204,"d":"86,204"},"H"]
[98439528,"Установка повышения давления GRUNDFOS","Hydro MPC-E 5 CRE64-1 50/60Hz RUS",{"v":59692,"d":"59,692"},"H"]
[98439524,"Установка повышения давления GRUNDFOS","Hydro MPC-E 5 CRE64-1-1 50/60Hz RUS",{"v":50140,"d":"50,140"},"H"]
[98439536,"Установка повышения давления GRUNDFOS","Hydro MPC-E 5 CRE64-2-1 50/60Hz RUS",{"v":77912,"d":"77,912"},"H"]
[98439532,"Установка повышения давления GRUNDFOS","Hydro MPC-E 5 CRE64-2-2 50/60Hz RUS",{"v":67952,"d":"67,952"},"H"]
[98439540,"Установка повышения давления GRUNDFOS","Hydro MPC-E 5 CRE64-3-2 50/60Hz RUS",{"v":84497,"d":"84,497"},"H"]
[98439560,"Установка повышения давления GRUNDFOS","Hydro MPC-E 5 CRE90-1 50/60Hz RUS",{"v":83810,"d":"83,810"},"H"]
[98439556,"Установка повышения давления GRUNDFOS","Hydro MPC-E 5 CRE90-1-1 50/60Hz RUS",{"v":74907,"d":"74,907"},"H"]
[98439568,"Установка повышения давления GRUNDFOS","Hydro MPC-E 5 CRE90-2-1 50/60Hz RUS",{"v":101101,"d":"101,101"},"H"]
[98439564,"Установка повышения давления GRUNDFOS","Hydro MPC-E 5 CRE90-2-2 50/60Hz RUS",{"v":91907,"d":"91,907"},"H"]
[98439520,"Установка повышения давления GRUNDFOS","Hydro MPC-E 6 CR45-4 50/60Hz RUS",{"v":108450,"d":"108,450"},"H"]
[98439549,"Установка повышения давления GRUNDFOS","Hydro MPC-E 6 CR64-3 50/60Hz RUS",{"v":113031,"d":"113,031"},"H"]
[98439545,"Установка повышения давления GRUNDFOS","Hydro MPC-E 6 CR64-3-1 50/60Hz RUS",{"v":113031,"d":"113,031"},"H"]
[98439553,"Установка повышения давления GRUNDFOS","Hydro MPC-E 6 CR64-4-2 50/60Hz RUS",{"v":127192,"d":"127,192"},"H"]
[98439573,"Установка повышения давления GRUNDFOS","Hydro MPC-E 6 CR90-2 50/60Hz RUS",{"v":131109,"d":"131,109"},"H"]
[98439585,"Установка повышения давления GRUNDFOS","Hydro MPC-E 6 CR90-3 50/60Hz RUS",{"v":157245,"d":"157,245"},"H"]
[98439581,"Установка повышения давления GRUNDFOS","Hydro MPC-E 6 CR90-3-1 50/60Hz RUS",{"v":151334,"d":"151,334"},"H"]
[98439577,"Установка повышения давления GRUNDFOS","Hydro MPC-E 6 CR90-3-2 50/60Hz RUS",{"v":151334,"d":"151,334"},"H"]
[98439399,"Установка повышения давления GRUNDFOS","Hydro MPC-E 6 CRE10-1 50/60Hz RUS",{"v":22972,"d":"22,972"},"H"]
[98439401,"Установка повышения давления GRUNDFOS","Hydro MPC-E 6 CRE10-2 50/60Hz RUS",{"v":26459,"d":"26,459"},"H"]
[98439403,"Установка повышения давления GRUNDFOS","Hydro MPC-E 6 CRE10-3 50/60Hz RUS",{"v":29946,"d":"29,946"},"H"]
[98439408,"Установка повышения давления GRUNDFOS","Hydro MPC-E 6 CRE10-5 50/60Hz RUS",{"v":31809,"d":"31,809"},"H"]
[98439413,"Установка повышения давления GRUNDFOS","Hydro MPC-E 6 CRE10-6 50/60Hz RUS",{"v":35592,"d":"35,592"},"H"]
[98439418,"Установка повышения давления GRUNDFOS","Hydro MPC-E 6 CRE10-9 50/60Hz RUS",{"v":40354,"d":"40,354"},"H"]
[98439420,"Установка повышения давления GRUNDFOS","Hydro MPC-E 6 CRE15-1 50/60Hz RUS",{"v":27562,"d":"27,562"},"H"]
[98439425,"Установка повышения давления GRUNDFOS","Hydro MPC-E 6 CRE15-2 50/60Hz RUS",{"v":32613,"d":"32,613"},"H"]
[98439430,"Установка повышения давления GRUNDFOS","Hydro MPC-E 6 CRE15-3 50/60Hz RUS",{"v":36333,"d":"36,333"},"H"]
[98439435,"Установка повышения давления GRUNDFOS","Hydro MPC-E 6 CRE15-4 50/60Hz RUS",{"v":40641,"d":"40,641"},"H"]
[98439440,"Установка повышения давления GRUNDFOS","Hydro MPC-E 6 CRE15-5 50/60Hz RUS",{"v":45652,"d":"45,652"},"H"]
[98439445,"Установка повышения давления GRUNDFOS","Hydro MPC-E 6 CRE15-8 50/60Hz RUS",{"v":53782,"d":"53,782"},"H"]
[98439447,"Установка повышения давления GRUNDFOS","Hydro MPC-E 6 CRE20-1 50/60Hz RUS",{"v":31169,"d":"31,169"},"H"]
[98439452,"Установка повышения давления GRUNDFOS","Hydro MPC-E 6 CRE20-2 50/60Hz RUS",{"v":37025,"d":"37,025"},"H"]
[98439457,"Установка повышения давления GRUNDFOS","Hydro MPC-E 6 CRE20-3 50/60Hz RUS",{"v":41414,"d":"41,414"},"H"]
[98439462,"Установка повышения давления GRUNDFOS","Hydro MPC-E 6 CRE20-4 50/60Hz RUS",{"v":46522,"d":"46,522"},"H"]
[98439467,"Установка повышения давления GRUNDFOS","Hydro MPC-E 6 CRE20-6 50/60Hz RUS",{"v":60930,"d":"60,930"},"H"]
[98439474,"Установка повышения давления GRUNDFOS","Hydro MPC-E 6 CRE32-1 50/60Hz RUS",{"v":40064,"d":"40,064"},"H"]
[98439469,"Установка повышения давления GRUNDFOS","Hydro MPC-E 6 CRE32-1-1 50/60Hz RUS",{"v":37531,"d":"37,531"},"H"]
[98439479,"Установка повышения давления GRUNDFOS","Hydro MPC-E 6 CRE32-2 50/60Hz RUS",{"v":55996,"d":"55,996"},"H"]
[98439484,"Установка повышения давления GRUNDFOS","Hydro MPC-E 6 CRE32-4-2 50/60Hz RUS",{"v":68931,"d":"68,931"},"H"]
[98439489,"Установка повышения давления GRUNDFOS","Hydro MPC-E 6 CRE32-5-2 50/60Hz RUS",{"v":78771,"d":"78,771"},"H"]
[98439499,"Установка повышения давления GRUNDFOS","Hydro MPC-E 6 CRE45-1 50/60Hz RUS",{"v":60140,"d":"60,140"},"H"]
[98439494,"Установка повышения давления GRUNDFOS","Hydro MPC-E 6 CRE45-1-1 50/60Hz RUS",{"v":53690,"d":"53,690"},"H"]
[98439508,"Установка повышения давления GRUNDFOS","Hydro MPC-E 6 CRE45-2 50/60Hz RUS",{"v":80789,"d":"80,789"},"H"]
[98439504,"Установка повышения давления GRUNDFOS","Hydro MPC-E 6 CRE45-2-2 50/60Hz RUS",{"v":72455,"d":"72,455"},"H"]
[98439512,"Установка повышения давления GRUNDFOS","Hydro MPC-E 6 CRE45-3 50/60Hz RUS",{"v":92652,"d":"92,652"},"H"]
[98439516,"Установка повышения давления GRUNDFOS","Hydro MPC-E 6 CRE45-4-2 50/60Hz RUS",{"v":101571,"d":"101,571"},"H"]
[98439529,"Установка повышения давления GRUNDFOS","Hydro MPC-E 6 CRE64-1 50/60Hz RUS",{"v":69814,"d":"69,814"},"H"]
[98439525,"Установка повышения давления GRUNDFOS","Hydro MPC-E 6 CRE64-1-1 50/60Hz RUS",{"v":58355,"d":"58,355"},"H"]
[98439537,"Установка повышения давления GRUNDFOS","Hydro MPC-E 6 CRE64-2-1 50/60Hz RUS",{"v":91694,"d":"91,694"},"H"]
[98439533,"Установка повышения давления GRUNDFOS","Hydro MPC-E 6 CRE64-2-2 50/60Hz RUS",{"v":79603,"d":"79,603"},"H"]
[98439541,"Установка повышения давления GRUNDFOS","Hydro MPC-E 6 CRE64-3-2 50/60Hz RUS",{"v":99524,"d":"99,524"},"H"]
[98439561,"Установка повышения давления GRUNDFOS","Hydro MPC-E 6 CRE90-1 50/60Hz RUS",{"v":99868,"d":"99,868"},"H"]
[98439557,"Установка повышения давления GRUNDFOS","Hydro MPC-E 6 CRE90-1-1 50/60Hz RUS",{"v":88993,"d":"88,993"},"H"]
[98439569,"Установка повышения давления GRUNDFOS","Hydro MPC-E 6 CRE90-2-1 50/60Hz RUS",{"v":119510,"d":"119,510"},"H"]
[98439565,"Установка повышения давления GRUNDFOS","Hydro MPC-E 6 CRE90-2-2 50/60Hz RUS",{"v":108760,"d":"108,760"},"H"]
[97520712,"Установка повышения давления GRUNDFOS","Hydro MPC-F 2CR10-12 3x400 50hz RUS",{"v":15096,"d":"15,096"},"H"]
[97520713,"Установка повышения давления GRUNDFOS","Hydro MPC-F 2CR10-14 3x400 50hz RUS",{"v":20762,"d":"20,762"},"H"]
[97520708,"Установка повышения давления GRUNDFOS","Hydro MPC-F 2CR10-3 3x400 50hz RUS",{"v":11808,"d":"11,808"},"H"]
[97520709,"Установка повышения давления GRUNDFOS","Hydro MPC-F 2CR10-4 3x400 50hz RUS",{"v":12334,"d":"12,334"},"H"]
[97520710,"Установка повышения давления GRUNDFOS","Hydro MPC-F 2CR10-6 3x400 50hz RUS",{"v":14055,"d":"14,055"},"H"]
[97520711,"Установка повышения давления GRUNDFOS","Hydro MPC-F 2CR10-9 3x400 50hz RUS",{"v":19014,"d":"19,014"},"H"]
[97520719,"Установка повышения давления GRUNDFOS","Hydro MPC-F 2CR15-10 3x400 50hz RUS",{"v":27084,"d":"27,084"},"H"]
[97520714,"Установка повышения давления GRUNDFOS","Hydro MPC-F 2CR15-2 3x400 50hz RUS",{"v":13727,"d":"13,727"},"H"]
[97520715,"Установка повышения давления GRUNDFOS","Hydro MPC-F 2CR15-3 3x400 50hz RUS",{"v":14933,"d":"14,933"},"H"]
[97520716,"Установка повышения давления GRUNDFOS","Hydro MPC-F 2CR15-5 3x400 50hz RUS",{"v":15910,"d":"15,910"},"H"]
[97520717,"Установка повышения давления GRUNDFOS","Hydro MPC-F 2CR15-7 3x400 50hz RUS",{"v":17764,"d":"17,764"},"H"]
[97520718,"Установка повышения давления GRUNDFOS","Hydro MPC-F 2CR15-9 3x400 50hz RUS",{"v":19075,"d":"19,075"},"H"]
[97520724,"Установка повышения давления GRUNDFOS","Hydro MPC-F 2CR20-10 3x400 50hz RUS",{"v":30034,"d":"30,034"},"H"]
[97520720,"Установка повышения давления GRUNDFOS","Hydro MPC-F 2CR20-2 3x400 50hz RUS",{"v":13727,"d":"13,727"},"H"]
[97520721,"Установка повышения давления GRUNDFOS","Hydro MPC-F 2CR20-3 3x400 50hz RUS",{"v":15910,"d":"15,910"},"H"]
[97520722,"Установка повышения давления GRUNDFOS","Hydro MPC-F 2CR20-5 3x400 50hz RUS",{"v":17764,"d":"17,764"},"H"]
[97520723,"Установка повышения давления GRUNDFOS","Hydro MPC-F 2CR20-7 3x400 50hz RUS",{"v":19075,"d":"19,075"},"H"]
[97520557,"Установка повышения давления GRUNDFOS","Hydro MPC-F 2CR3-10 3x400 50hz RUS",{"v":9853,"d":"9,853"},"H"]
[97520558,"Установка повышения давления GRUNDFOS","Hydro MPC-F 2CR3-15 3x400 50hz RUS",{"v":10099,"d":"10,099"},"H"]
[97520559,"Установка повышения давления GRUNDFOS","Hydro MPC-F 2CR3-19 3x400 50hz RUS",{"v":10782,"d":"10,782"},"H"]
[97520726,"Установка повышения давления GRUNDFOS","Hydro MPC-F 2CR32-2 3x400 50hz RUS",{"v":18348,"d":"18,348"},"H"]
[97520725,"Установка повышения давления GRUNDFOS","Hydro MPC-F 2CR32-2-2 3x400 50hz RUS",{"v":17405,"d":"17,405"},"H"]
[97520727,"Установка повышения давления GRUNDFOS","Hydro MPC-F 2CR32-3 3x400 50hz RUS",{"v":20474,"d":"20,474"},"H"]
[97520560,"Установка повышения давления GRUNDFOS","Hydro MPC-F 2CR3-23 3x400 50hz RUS",{"v":16807,"d":"16,807"},"H"]
[97520728,"Установка повышения давления GRUNDFOS","Hydro MPC-F 2CR32-4 3x400 50hz RUS",{"v":22218,"d":"22,218"},"H"]
[97520729,"Установка повышения давления GRUNDFOS","Hydro MPC-F 2CR32-5 3x400 50hz RUS",{"v":26166,"d":"26,166"},"H"]
[97520730,"Установка повышения давления GRUNDFOS","Hydro MPC-F 2CR32-6 3x400 50hz RUS",{"v":26695,"d":"26,695"},"H"]
[97520731,"Установка повышения давления GRUNDFOS","Hydro MPC-F 2CR32-7 3x400 50hz RUS",{"v":29600,"d":"29,600"},"H"]
[97520556,"Установка повышения давления GRUNDFOS","Hydro MPC-F 2CR3-7 3x400 50hz RUS",{"v":9629,"d":"9,629"},"H"]
[97520732,"Установка повышения давления GRUNDFOS","Hydro MPC-F 2CR45-1 3x400 50hz RUS",{"v":18207,"d":"18,207"},"H"]
[97520734,"Установка повышения давления GRUNDFOS","Hydro MPC-F 2CR45-2 3x400 50hz RUS",{"v":22198,"d":"22,198"},"H"]
[97520733,"Установка повышения давления GRUNDFOS","Hydro MPC-F 2CR45-2-2 3x400 50hz RUS",{"v":20338,"d":"20,338"},"H"]
[97520735,"Установка повышения давления GRUNDFOS","Hydro MPC-F 2CR45-3 3x400 50hz RUS",{"v":26207,"d":"26,207"},"H"]
[97520736,"Установка повышения давления GRUNDFOS","Hydro MPC-F 2CR45-4 3x400 50hz RUS",{"v":29658,"d":"29,658"},"H"]
[97520737,"Установка повышения давления GRUNDFOS","Hydro MPC-F 2CR45-5 3x400 50hz RUS",{"v":32707,"d":"32,707"},"H"]
[97520704,"Установка повышения давления GRUNDFOS","Hydro MPC-F 2CR5-10 3x400 50hz RUS",{"v":10434,"d":"10,434"},"H"]
[97520705,"Установка повышения давления GRUNDFOS","Hydro MPC-F 2CR5-16 3x400 50hz RUS",{"v":10989,"d":"10,989"},"H"]
[97520706,"Установка повышения давления GRUNDFOS","Hydro MPC-F 2CR5-20 3x400 50hz RUS",{"v":17161,"d":"17,161"},"H"]
[97520707,"Установка повышения давления GRUNDFOS","Hydro MPC-F 2CR5-22 3x400 50hz RUS",{"v":17422,"d":"17,422"},"H"]
[97520701,"Установка повышения давления GRUNDFOS","Hydro MPC-F 2CR5-4 3x400 50hz RUS",{"v":9690,"d":"9,690"},"H"]
[97520702,"Установка повышения давления GRUNDFOS","Hydro MPC-F 2CR5-5 3x400 50hz RUS",{"v":9797,"d":"9,797"},"H"]
[97520703,"Установка повышения давления GRUNDFOS","Hydro MPC-F 2CR5-8 3x400 50hz RUS",{"v":9847,"d":"9,847"},"H"]
[97520738,"Установка повышения давления GRUNDFOS","Hydro MPC-F 2CR64-1 3x400 50hz RUS",{"v":20336,"d":"20,336"},"H"]
[97520740,"Установка повышения давления GRUNDFOS","Hydro MPC-F 2CR64-2 3x400 50hz RUS",{"v":25237,"d":"25,237"},"H"]
[97520739,"Установка повышения давления GRUNDFOS","Hydro MPC-F 2CR64-2-2 3x400 50hz RUS",{"v":22033,"d":"22,033"},"H"]
[97520741,"Установка повышения давления GRUNDFOS","Hydro MPC-F 2CR64-3-1 3x400 50hz RUS",{"v":29228,"d":"29,228"},"H"]
[97520743,"Установка повышения давления GRUNDFOS","Hydro MPC-F 2CR64-4 3x400 50hz RUS",{"v":36615,"d":"36,615"},"H"]
[97520742,"Установка повышения давления GRUNDFOS","Hydro MPC-F 2CR64-4-2 3x400 50hz RUS",{"v":32359,"d":"32,359"},"H"]
[97520745,"Установка повышения давления GRUNDFOS","Hydro MPC-F 2CR64-5 3x400 50hz RUS",{"v":43594,"d":"43,594"},"H"]
[97520744,"Установка повышения давления GRUNDFOS","Hydro MPC-F 2CR64-5-1 3x400 50hz RUS",{"v":43594,"d":"43,594"},"H"]
[97520746,"Установка повышения давления GRUNDFOS","Hydro MPC-F 2CR64-6-2 3x400 50hz RUS",{"v":44139,"d":"44,139"},"H"]
[97520747,"Установка повышения давления GRUNDFOS","Hydro MPC-F 2CR90-1 3x400 50hz RUS",{"v":26260,"d":"26,260"},"H"]
[97520749,"Установка повышения давления GRUNDFOS","Hydro MPC-F 2CR90-2 3x400 50hz RUS",{"v":33923,"d":"33,923"},"H"]
[97520748,"Установка повышения давления GRUNDFOS","Hydro MPC-F 2CR90-2-2 3x400 50hz RUS",{"v":30450,"d":"30,450"},"H"]
[97520751,"Установка повышения давления GRUNDFOS","Hydro MPC-F 2CR90-3 3x400 50hz RUS",{"v":41095,"d":"41,095"},"H"]
[97520750,"Установка повышения давления GRUNDFOS","Hydro MPC-F 2CR90-3-2 3x400 50hz RUS",{"v":36839,"d":"36,839"},"H"]
[97520753,"Установка повышения давления GRUNDFOS","Hydro MPC-F 2CR90-4 3x400 50hz RUS",{"v":44015,"d":"44,015"},"H"]
[97520752,"Установка повышения давления GRUNDFOS","Hydro MPC-F 2CR90-4-2 3x400 50hz RUS",{"v":44015,"d":"44,015"},"H"]
[97520755,"Установка повышения давления GRUNDFOS","Hydro MPC-F 2CR90-5 3x400 50hz RUS",{"v":52716,"d":"52,716"},"H"]
[97520754,"Установка повышения давления GRUNDFOS","Hydro MPC-F 2CR90-5-2 3x400 50hz RUS",{"v":52716,"d":"52,716"},"H"]
[97520772,"Установка повышения давления GRUNDFOS","Hydro MPC-F 3CR10-12 3x400 50hz RUS",{"v":18805,"d":"18,805"},"H"]
[97520773,"Установка повышения давления GRUNDFOS","Hydro MPC-F 3CR10-14 3x400 50hz RUS",{"v":24897,"d":"24,897"},"H"]
[97520768,"Установка повышения давления GRUNDFOS","Hydro MPC-F 3CR10-3 3x400 50hz RUS",{"v":14441,"d":"14,441"},"H"]
[97520769,"Установка повышения давления GRUNDFOS","Hydro MPC-F 3CR10-4 3x400 50hz RUS",{"v":14822,"d":"14,822"},"H"]
[97520770,"Установка повышения давления GRUNDFOS","Hydro MPC-F 3CR10-6 3x400 50hz RUS",{"v":15355,"d":"15,355"},"H"]
[97520771,"Установка повышения давления GRUNDFOS","Hydro MPC-F 3CR10-9 3x400 50hz RUS",{"v":17256,"d":"17,256"},"H"]
[97520779,"Установка повышения давления GRUNDFOS","Hydro MPC-F 3CR15-10 3x400 50hz RUS",{"v":33041,"d":"33,041"},"H"]
[97520774,"Установка повышения давления GRUNDFOS","Hydro MPC-F 3CR15-2 3x400 50hz RUS",{"v":15347,"d":"15,347"},"H"]
[97520775,"Установка повышения давления GRUNDFOS","Hydro MPC-F 3CR15-3 3x400 50hz RUS",{"v":17036,"d":"17,036"},"H"]
[97520776,"Установка повышения давления GRUNDFOS","Hydro MPC-F 3CR15-5 3x400 50hz RUS",{"v":18489,"d":"18,489"},"H"]
[97520777,"Установка повышения давления GRUNDFOS","Hydro MPC-F 3CR15-7 3x400 50hz RUS",{"v":22884,"d":"22,884"},"H"]
[97520778,"Установка повышения давления GRUNDFOS","Hydro MPC-F 3CR15-9 3x400 50hz RUS",{"v":24694,"d":"24,694"},"H"]
[97520784,"Установка повышения давления GRUNDFOS","Hydro MPC-F 3CR20-10 3x400 50hz RUS",{"v":36817,"d":"36,817"},"H"]
[97520780,"Установка повышения давления GRUNDFOS","Hydro MPC-F 3CR20-2 3x400 50hz RUS",{"v":15347,"d":"15,347"},"H"]
[97520781,"Установка повышения давления GRUNDFOS","Hydro MPC-F 3CR20-3 3x400 50hz RUS",{"v":18489,"d":"18,489"},"H"]
[97520782,"Установка повышения давления GRUNDFOS","Hydro MPC-F 3CR20-5 3x400 50hz RUS",{"v":22884,"d":"22,884"},"H"]
[97520783,"Установка повышения давления GRUNDFOS","Hydro MPC-F 3CR20-7 3x400 50hz RUS",{"v":24694,"d":"24,694"},"H"]
[97520757,"Установка повышения давления GRUNDFOS","Hydro MPC-F 3CR3-10 3x400 50hz RUS",{"v":12483,"d":"12,483"},"H"]
[97520758,"Установка повышения давления GRUNDFOS","Hydro MPC-F 3CR3-15 3x400 50hz RUS",{"v":13269,"d":"13,269"},"H"]
[97520759,"Установка повышения давления GRUNDFOS","Hydro MPC-F 3CR3-19 3x400 50hz RUS",{"v":13884,"d":"13,884"},"H"]
[97520786,"Установка повышения давления GRUNDFOS","Hydro MPC-F 3CR32-2 3x400 50hz RUS",{"v":23663,"d":"23,663"},"H"]
[97520785,"Установка повышения давления GRUNDFOS","Hydro MPC-F 3CR32-2-2 3x400 50hz RUS",{"v":22262,"d":"22,262"},"H"]
[97520787,"Установка повышения давления GRUNDFOS","Hydro MPC-F 3CR32-3 3x400 50hz RUS",{"v":28466,"d":"28,466"},"H"]
[97520760,"Установка повышения давления GRUNDFOS","Hydro MPC-F 3CR3-23 3x400 50hz RUS",{"v":19704,"d":"19,704"},"H"]
[97520788,"Установка повышения давления GRUNDFOS","Hydro MPC-F 3CR32-4 3x400 50hz RUS",{"v":30927,"d":"30,927"},"H"]
[97520789,"Установка повышения давления GRUNDFOS","Hydro MPC-F 3CR32-5 3x400 50hz RUS",{"v":34591,"d":"34,591"},"H"]
[97520790,"Установка повышения давления GRUNDFOS","Hydro MPC-F 3CR32-6 3x400 50hz RUS",{"v":35384,"d":"35,384"},"H"]
[97520791,"Установка повышения давления GRUNDFOS","Hydro MPC-F 3CR32-7 3x400 50hz RUS",{"v":39381,"d":"39,381"},"H"]
[97520756,"Установка повышения давления GRUNDFOS","Hydro MPC-F 3CR3-7 3x400 50hz RUS",{"v":11627,"d":"11,627"},"H"]
[97520792,"Установка повышения давления GRUNDFOS","Hydro MPC-F 3CR45-1 3x400 50hz RUS",{"v":24619,"d":"24,619"},"H"]
[97520794,"Установка повышения давления GRUNDFOS","Hydro MPC-F 3CR45-2 3x400 50hz RUS",{"v":32065,"d":"32,065"},"H"]
[97520793,"Установка повышения давления GRUNDFOS","Hydro MPC-F 3CR45-2-2 3x400 50hz RUS",{"v":29429,"d":"29,429"},"H"]
[97520795,"Установка повышения давления GRUNDFOS","Hydro MPC-F 3CR45-3 3x400 50hz RUS",{"v":35819,"d":"35,819"},"H"]
[97520796,"Установка повышения давления GRUNDFOS","Hydro MPC-F 3CR45-4 3x400 50hz RUS",{"v":40635,"d":"40,635"},"H"]
[97520797,"Установка повышения давления GRUNDFOS","Hydro MPC-F 3CR45-5 3x400 50hz RUS",{"v":44989,"d":"44,989"},"H"]
[97520764,"Установка повышения давления GRUNDFOS","Hydro MPC-F 3CR5-10 3x400 50hz RUS",{"v":13363,"d":"13,363"},"H"]
[97520765,"Установка повышения давления GRUNDFOS","Hydro MPC-F 3CR5-16 3x400 50hz RUS",{"v":14169,"d":"14,169"},"H"]
[97520766,"Установка повышения давления GRUNDFOS","Hydro MPC-F 3CR5-20 3x400 50hz RUS",{"v":19937,"d":"19,937"},"H"]
[97520767,"Установка повышения давления GRUNDFOS","Hydro MPC-F 3CR5-22 3x400 50hz RUS",{"v":20282,"d":"20,282"},"H"]
[97520761,"Установка повышения давления GRUNDFOS","Hydro MPC-F 3CR5-4 3x400 50hz RUS",{"v":11718,"d":"11,718"},"H"]
[97520762,"Установка повышения давления GRUNDFOS","Hydro MPC-F 3CR5-5 3x400 50hz RUS",{"v":12399,"d":"12,399"},"H"]
[97520763,"Установка повышения давления GRUNDFOS","Hydro MPC-F 3CR5-8 3x400 50hz RUS",{"v":12892,"d":"12,892"},"H"]
[97520798,"Установка повышения давления GRUNDFOS","Hydro MPC-F 3CR64-1 3x400 50hz RUS",{"v":29427,"d":"29,427"},"H"]
[97520800,"Установка повышения давления GRUNDFOS","Hydro MPC-F 3CR64-2 3x400 50hz RUS",{"v":34365,"d":"34,365"},"H"]
[97520799,"Установка повышения давления GRUNDFOS","Hydro MPC-F 3CR64-2-2 3x400 50hz RUS",{"v":31817,"d":"31,817"},"H"]
[97520801,"Установка повышения давления GRUNDFOS","Hydro MPC-F 3CR64-3-1 3x400 50hz RUS",{"v":39989,"d":"39,989"},"H"]
[97520803,"Установка повышения давления GRUNDFOS","Hydro MPC-F 3CR64-4 3x400 50hz RUS",{"v":49013,"d":"49,013"},"H"]
[97520802,"Установка повышения давления GRUNDFOS","Hydro MPC-F 3CR64-4-2 3x400 50hz RUS",{"v":44467,"d":"44,467"},"H"]
[97520805,"Установка повышения давления GRUNDFOS","Hydro MPC-F 3CR64-5 3x400 50hz RUS",{"v":57511,"d":"57,511"},"H"]
[97520804,"Установка повышения давления GRUNDFOS","Hydro MPC-F 3CR64-5-1 3x400 50hz RUS",{"v":57511,"d":"57,511"},"H"]
[97520806,"Установка повышения давления GRUNDFOS","Hydro MPC-F 3CR64-6-2 3x400 50hz RUS",{"v":58328,"d":"58,328"},"H"]
[97520807,"Установка повышения давления GRUNDFOS","Hydro MPC-F 3CR90-1 3x400 50hz RUS",{"v":36871,"d":"36,871"},"H"]
[97520809,"Установка повышения давления GRUNDFOS","Hydro MPC-F 3CR90-2 3x400 50hz RUS",{"v":45746,"d":"45,746"},"H"]
[97520808,"Установка повышения давления GRUNDFOS","Hydro MPC-F 3CR90-2-2 3x400 50hz RUS",{"v":40898,"d":"40,898"},"H"]
[97520811,"Установка повышения давления GRUNDFOS","Hydro MPC-F 3CR90-3 3x400 50hz RUS",{"v":54447,"d":"54,447"},"H"]
[97520810,"Установка повышения давления GRUNDFOS","Hydro MPC-F 3CR90-3-2 3x400 50hz RUS",{"v":49901,"d":"49,901"},"H"]
[97520813,"Установка повышения давления GRUNDFOS","Hydro MPC-F 3CR90-4 3x400 50hz RUS",{"v":59513,"d":"59,513"},"H"]
[97520812,"Установка повышения давления GRUNDFOS","Hydro MPC-F 3CR90-4-2 3x400 50hz RUS",{"v":59513,"d":"59,513"},"H"]
[97520815,"Установка повышения давления GRUNDFOS","Hydro MPC-F 3CR90-5 3x400 50hz RUS",{"v":70679,"d":"70,679"},"H"]
[97520814,"Установка повышения давления GRUNDFOS","Hydro MPC-F 3CR90-5-2 3x400 50hz RUS",{"v":70679,"d":"70,679"},"H"]
[97520832,"Установка повышения давления GRUNDFOS","Hydro MPC-F 4CR10-12 3x400 50hz RUS",{"v":23687,"d":"23,687"},"H"]
[97520833,"Установка повышения давления GRUNDFOS","Hydro MPC-F 4CR10-14 3x400 50hz RUS",{"v":29033,"d":"29,033"},"H"]
[97520828,"Установка повышения давления GRUNDFOS","Hydro MPC-F 4CR10-3 3x400 50hz RUS",{"v":17850,"d":"17,850"},"H"]
[97520829,"Установка повышения давления GRUNDFOS","Hydro MPC-F 4CR10-4 3x400 50hz RUS",{"v":18668,"d":"18,668"},"H"]
[97520830,"Установка повышения давления GRUNDFOS","Hydro MPC-F 4CR10-6 3x400 50hz RUS",{"v":19237,"d":"19,237"},"H"]
[97520831,"Установка повышения давления GRUNDFOS","Hydro MPC-F 4CR10-9 3x400 50hz RUS",{"v":21526,"d":"21,526"},"H"]
[97520839,"Установка повышения давления GRUNDFOS","Hydro MPC-F 4CR15-10 3x400 50hz RUS",{"v":39245,"d":"39,245"},"H"]
[97520834,"Установка повышения давления GRUNDFOS","Hydro MPC-F 4CR15-2 3x400 50hz RUS",{"v":20646,"d":"20,646"},"H"]
[97520835,"Установка повышения давления GRUNDFOS","Hydro MPC-F 4CR15-3 3x400 50hz RUS",{"v":22653,"d":"22,653"},"H"]
[97520836,"Установка повышения давления GRUNDFOS","Hydro MPC-F 4CR15-5 3x400 50hz RUS",{"v":24685,"d":"24,685"},"H"]
[97520837,"Установка повышения давления GRUNDFOS","Hydro MPC-F 4CR15-7 3x400 50hz RUS",{"v":29813,"d":"29,813"},"H"]
[97520838,"Установка повышения давления GRUNDFOS","Hydro MPC-F 4CR15-9 3x400 50hz RUS",{"v":32328,"d":"32,328"},"H"]
[97520844,"Установка повышения давления GRUNDFOS","Hydro MPC-F 4CR20-10 3x400 50hz RUS",{"v":44340,"d":"44,340"},"H"]
[97520840,"Установка повышения давления GRUNDFOS","Hydro MPC-F 4CR20-2 3x400 50hz RUS",{"v":20646,"d":"20,646"},"H"]
[97520841,"Установка повышения давления GRUNDFOS","Hydro MPC-F 4CR20-3 3x400 50hz RUS",{"v":24685,"d":"24,685"},"H"]
[97520842,"Установка повышения давления GRUNDFOS","Hydro MPC-F 4CR20-5 3x400 50hz RUS",{"v":29813,"d":"29,813"},"H"]
[97520843,"Установка повышения давления GRUNDFOS","Hydro MPC-F 4CR20-7 3x400 50hz RUS",{"v":32328,"d":"32,328"},"H"]
[97520817,"Установка повышения давления GRUNDFOS","Hydro MPC-F 4CR3-10 3x400 50hz RUS",{"v":15583,"d":"15,583"},"H"]
[97520818,"Установка повышения давления GRUNDFOS","Hydro MPC-F 4CR3-15 3x400 50hz RUS",{"v":16393,"d":"16,393"},"H"]
[97520819,"Установка повышения давления GRUNDFOS","Hydro MPC-F 4CR3-19 3x400 50hz RUS",{"v":17522,"d":"17,522"},"H"]
[97520846,"Установка повышения давления GRUNDFOS","Hydro MPC-F 4CR32-2 3x400 50hz RUS",{"v":30241,"d":"30,241"},"H"]
[97520845,"Установка повышения давления GRUNDFOS","Hydro MPC-F 4CR32-2-2 3x400 50hz RUS",{"v":28278,"d":"28,278"},"H"]
[97520847,"Установка повышения давления GRUNDFOS","Hydro MPC-F 4CR32-3 3x400 50hz RUS",{"v":35913,"d":"35,913"},"H"]
[97520820,"Установка повышения давления GRUNDFOS","Hydro MPC-F 4CR3-23 3x400 50hz RUS",{"v":22602,"d":"22,602"},"H"]
[97520848,"Установка повышения давления GRUNDFOS","Hydro MPC-F 4CR32-4 3x400 50hz RUS",{"v":39296,"d":"39,296"},"H"]
[97520849,"Установка повышения давления GRUNDFOS","Hydro MPC-F 4CR32-5 3x400 50hz RUS",{"v":43967,"d":"43,967"},"H"]
[97520850,"Установка повышения давления GRUNDFOS","Hydro MPC-F 4CR32-6 3x400 50hz RUS",{"v":45025,"d":"45,025"},"H"]
[97520851,"Установка повышения давления GRUNDFOS","Hydro MPC-F 4CR32-7 3x400 50hz RUS",{"v":51384,"d":"51,384"},"H"]
[97520816,"Установка повышения давления GRUNDFOS","Hydro MPC-F 4CR3-7 3x400 50hz RUS",{"v":15036,"d":"15,036"},"H"]
[97520852,"Установка повышения давления GRUNDFOS","Hydro MPC-F 4CR45-1 3x400 50hz RUS",{"v":32155,"d":"32,155"},"H"]
[97520854,"Установка повышения давления GRUNDFOS","Hydro MPC-F 4CR45-2 3x400 50hz RUS",{"v":41452,"d":"41,452"},"H"]
[97520853,"Установка повышения давления GRUNDFOS","Hydro MPC-F 4CR45-2-2 3x400 50hz RUS",{"v":37837,"d":"37,837"},"H"]
[97520855,"Установка повышения давления GRUNDFOS","Hydro MPC-F 4CR45-3 3x400 50hz RUS",{"v":46245,"d":"46,245"},"H"]
[97520856,"Установка повышения давления GRUNDFOS","Hydro MPC-F 4CR45-4 3x400 50hz RUS",{"v":53696,"d":"53,696"},"H"]
[97520857,"Установка повышения давления GRUNDFOS","Hydro MPC-F 4CR45-5 3x400 50hz RUS",{"v":58516,"d":"58,516"},"H"]
[97520824,"Установка повышения давления GRUNDFOS","Hydro MPC-F 4CR5-10 3x400 50hz RUS",{"v":16827,"d":"16,827"},"H"]
[97520825,"Установка повышения давления GRUNDFOS","Hydro MPC-F 4CR5-16 3x400 50hz RUS",{"v":17761,"d":"17,761"},"H"]
[97520826,"Установка повышения давления GRUNDFOS","Hydro MPC-F 4CR5-20 3x400 50hz RUS",{"v":23426,"d":"23,426"},"H"]
[97520827,"Установка повышения давления GRUNDFOS","Hydro MPC-F 4CR5-22 3x400 50hz RUS",{"v":23854,"d":"23,854"},"H"]
[97520821,"Установка повышения давления GRUNDFOS","Hydro MPC-F 4CR5-4 3x400 50hz RUS",{"v":15158,"d":"15,158"},"H"]
[97520822,"Установка повышения давления GRUNDFOS","Hydro MPC-F 4CR5-5 3x400 50hz RUS",{"v":15471,"d":"15,471"},"H"]
[97520823,"Установка повышения давления GRUNDFOS","Hydro MPC-F 4CR5-8 3x400 50hz RUS",{"v":15889,"d":"15,889"},"H"]
[97520858,"Установка повышения давления GRUNDFOS","Hydro MPC-F 4CR64-1 3x400 50hz RUS",{"v":37833,"d":"37,833"},"H"]
[97520860,"Установка повышения давления GRUNDFOS","Hydro MPC-F 4CR64-2 3x400 50hz RUS",{"v":44305,"d":"44,305"},"H"]
[97520859,"Установка повышения давления GRUNDFOS","Hydro MPC-F 4CR64-2-2 3x400 50hz RUS",{"v":41121,"d":"41,121"},"H"]
[97520861,"Установка повышения давления GRUNDFOS","Hydro MPC-F 4CR64-3-1 3x400 50hz RUS",{"v":52835,"d":"52,835"},"H"]
[97520863,"Установка повышения давления GRUNDFOS","Hydro MPC-F 4CR64-4 3x400 50hz RUS",{"v":62863,"d":"62,863"},"H"]
[97520862,"Установка повышения давления GRUNDFOS","Hydro MPC-F 4CR64-4-2 3x400 50hz RUS",{"v":57819,"d":"57,819"},"H"]
[97520865,"Установка повышения давления GRUNDFOS","Hydro MPC-F 4CR64-5 3x400 50hz RUS",{"v":71427,"d":"71,427"},"H"]
[97520864,"Установка повышения давления GRUNDFOS","Hydro MPC-F 4CR64-5-1 3x400 50hz RUS",{"v":71427,"d":"71,427"},"H"]
[97520866,"Установка повышения давления GRUNDFOS","Hydro MPC-F 4CR64-6-2 3x400 50hz RUS",{"v":72517,"d":"72,517"},"H"]
[97520867,"Установка повышения давления GRUNDFOS","Hydro MPC-F 4CR90-1 3x400 50hz RUS",{"v":50484,"d":"50,484"},"H"]
[97520869,"Установка повышения давления GRUNDFOS","Hydro MPC-F 4CR90-2 3x400 50hz RUS",{"v":63134,"d":"63,134"},"H"]
[97520868,"Установка повышения давления GRUNDFOS","Hydro MPC-F 4CR90-2-2 3x400 50hz RUS",{"v":55640,"d":"55,640"},"H"]
[97520871,"Установка повышения давления GRUNDFOS","Hydro MPC-F 4CR90-3 3x400 50hz RUS",{"v":72732,"d":"72,732"},"H"]
[97520870,"Установка повышения давления GRUNDFOS","Hydro MPC-F 4CR90-3-2 3x400 50hz RUS",{"v":67689,"d":"67,689"},"H"]
[97520873,"Установка повышения давления GRUNDFOS","Hydro MPC-F 4CR90-4 3x400 50hz RUS",{"v":79184,"d":"79,184"},"H"]
[97520872,"Установка повышения давления GRUNDFOS","Hydro MPC-F 4CR90-4-2 3x400 50hz RUS",{"v":79184,"d":"79,184"},"H"]
[97520875,"Установка повышения давления GRUNDFOS","Hydro MPC-F 4CR90-5 3x400 50hz RUS",{"v":88638,"d":"88,638"},"H"]
[97520874,"Установка повышения давления GRUNDFOS","Hydro MPC-F 4CR90-5-2 3x400 50hz RUS",{"v":88638,"d":"88,638"},"H"]
[97520892,"Установка повышения давления GRUNDFOS","Hydro MPC-F 5CR10-12 3x400 50hz RUS",{"v":28475,"d":"28,475"},"H"]
[97520893,"Установка повышения давления GRUNDFOS","Hydro MPC-F 5CR10-14 3x400 50hz RUS",{"v":33168,"d":"33,168"},"H"]
[97520888,"Установка повышения давления GRUNDFOS","Hydro MPC-F 5CR10-3 3x400 50hz RUS",{"v":21651,"d":"21,651"},"H"]
[97520889,"Установка повышения давления GRUNDFOS","Hydro MPC-F 5CR10-4 3x400 50hz RUS",{"v":22276,"d":"22,276"},"H"]
[97520890,"Установка повышения давления GRUNDFOS","Hydro MPC-F 5CR10-6 3x400 50hz RUS",{"v":23167,"d":"23,167"},"H"]
[97520891,"Установка повышения давления GRUNDFOS","Hydro MPC-F 5CR10-9 3x400 50hz RUS",{"v":26155,"d":"26,155"},"H"]
[97520899,"Установка повышения давления GRUNDFOS","Hydro MPC-F 5CR15-10 3x400 50hz RUS",{"v":45939,"d":"45,939"},"H"]
[97520894,"Установка повышения давления GRUNDFOS","Hydro MPC-F 5CR15-2 3x400 50hz RUS",{"v":24870,"d":"24,870"},"H"]
[97520895,"Установка повышения давления GRUNDFOS","Hydro MPC-F 5CR15-3 3x400 50hz RUS",{"v":27506,"d":"27,506"},"H"]
[97520896,"Установка повышения давления GRUNDFOS","Hydro MPC-F 5CR15-5 3x400 50hz RUS",{"v":29665,"d":"29,665"},"H"]
[97520897,"Установка повышения давления GRUNDFOS","Hydro MPC-F 5CR15-7 3x400 50hz RUS",{"v":36103,"d":"36,103"},"H"]
[97520898,"Установка повышения давления GRUNDFOS","Hydro MPC-F 5CR15-9 3x400 50hz RUS",{"v":39767,"d":"39,767"},"H"]
[97520904,"Установка повышения давления GRUNDFOS","Hydro MPC-F 5CR20-10 3x400 50hz RUS",{"v":52350,"d":"52,350"},"H"]
[97520900,"Установка повышения давления GRUNDFOS","Hydro MPC-F 5CR20-2 3x400 50hz RUS",{"v":24870,"d":"24,870"},"H"]
[97520901,"Установка повышения давления GRUNDFOS","Hydro MPC-F 5CR20-3 3x400 50hz RUS",{"v":29665,"d":"29,665"},"H"]
[97520902,"Установка повышения давления GRUNDFOS","Hydro MPC-F 5CR20-5 3x400 50hz RUS",{"v":36103,"d":"36,103"},"H"]
[97520903,"Установка повышения давления GRUNDFOS","Hydro MPC-F 5CR20-7 3x400 50hz RUS",{"v":39767,"d":"39,767"},"H"]
[97520877,"Установка повышения давления GRUNDFOS","Hydro MPC-F 5CR3-10 3x400 50hz RUS",{"v":18273,"d":"18,273"},"H"]
[97520878,"Установка повышения давления GRUNDFOS","Hydro MPC-F 5CR3-15 3x400 50hz RUS",{"v":19330,"d":"19,330"},"H"]
[97520879,"Установка повышения давления GRUNDFOS","Hydro MPC-F 5CR3-19 3x400 50hz RUS",{"v":20345,"d":"20,345"},"H"]
[97520906,"Установка повышения давления GRUNDFOS","Hydro MPC-F 5CR32-2 3x400 50hz RUS",{"v":35227,"d":"35,227"},"H"]
[97520905,"Установка повышения давления GRUNDFOS","Hydro MPC-F 5CR32-2-2 3x400 50hz RUS",{"v":33154,"d":"33,154"},"H"]
[97520907,"Установка повышения давления GRUNDFOS","Hydro MPC-F 5CR32-3 3x400 50hz RUS",{"v":42345,"d":"42,345"},"H"]
[97520880,"Установка повышения давления GRUNDFOS","Hydro MPC-F 5CR3-23 3x400 50hz RUS",{"v":25977,"d":"25,977"},"H"]
[97520908,"Установка повышения давления GRUNDFOS","Hydro MPC-F 5CR32-4 3x400 50hz RUS",{"v":47094,"d":"47,094"},"H"]
[97520909,"Установка повышения давления GRUNDFOS","Hydro MPC-F 5CR32-5 3x400 50hz RUS",{"v":52981,"d":"52,981"},"H"]
[97520910,"Установка повышения давления GRUNDFOS","Hydro MPC-F 5CR32-6 3x400 50hz RUS",{"v":54304,"d":"54,304"},"H"]
[97520911,"Установка повышения давления GRUNDFOS","Hydro MPC-F 5CR32-7 3x400 50hz RUS",{"v":61010,"d":"61,010"},"H"]
[97520876,"Установка повышения давления GRUNDFOS","Hydro MPC-F 5CR3-7 3x400 50hz RUS",{"v":17467,"d":"17,467"},"H"]
[97520912,"Установка повышения давления GRUNDFOS","Hydro MPC-F 5CR45-1 3x400 50hz RUS",{"v":40334,"d":"40,334"},"H"]
[97520914,"Установка повышения давления GRUNDFOS","Hydro MPC-F 5CR45-2 3x400 50hz RUS",{"v":52504,"d":"52,504"},"H"]
[97520913,"Установка повышения давления GRUNDFOS","Hydro MPC-F 5CR45-2-2 3x400 50hz RUS",{"v":47465,"d":"47,465"},"H"]
[97520915,"Установка повышения давления GRUNDFOS","Hydro MPC-F 5CR45-3 3x400 50hz RUS",{"v":58543,"d":"58,543"},"H"]
[97520916,"Установка повышения давления GRUNDFOS","Hydro MPC-F 5CR45-4 3x400 50hz RUS",{"v":66615,"d":"66,615"},"H"]
[97520917,"Установка повышения давления GRUNDFOS","Hydro MPC-F 5CR45-5 3x400 50hz RUS",{"v":75581,"d":"75,581"},"H"]
[97520884,"Установка повышения давления GRUNDFOS","Hydro MPC-F 5CR5-10 3x400 50hz RUS",{"v":19476,"d":"19,476"},"H"]
[97520885,"Установка повышения давления GRUNDFOS","Hydro MPC-F 5CR5-16 3x400 50hz RUS",{"v":20823,"d":"20,823"},"H"]
[97520886,"Установка повышения давления GRUNDFOS","Hydro MPC-F 5CR5-20 3x400 50hz RUS",{"v":26918,"d":"26,918"},"H"]
[97520887,"Установка повышения давления GRUNDFOS","Hydro MPC-F 5CR5-22 3x400 50hz RUS",{"v":27425,"d":"27,425"},"H"]
[97520881,"Установка повышения давления GRUNDFOS","Hydro MPC-F 5CR5-4 3x400 50hz RUS",{"v":17620,"d":"17,620"},"H"]
[97520882,"Установка повышения давления GRUNDFOS","Hydro MPC-F 5CR5-5 3x400 50hz RUS",{"v":18133,"d":"18,133"},"H"]
[97520883,"Установка повышения давления GRUNDFOS","Hydro MPC-F 5CR5-8 3x400 50hz RUS",{"v":18701,"d":"18,701"},"H"]
[97520918,"Установка повышения давления GRUNDFOS","Hydro MPC-F 5CR64-1 3x400 50hz RUS",{"v":47460,"d":"47,460"},"H"]
[97520920,"Установка повышения давления GRUNDFOS","Hydro MPC-F 5CR64-2 3x400 50hz RUS",{"v":56119,"d":"56,119"},"H"]
[97520919,"Установка повышения давления GRUNDFOS","Hydro MPC-F 5CR64-2-2 3x400 50hz RUS",{"v":52090,"d":"52,090"},"H"]
[97520921,"Установка повышения давления GRUNDFOS","Hydro MPC-F 5CR64-3-1 3x400 50hz RUS",{"v":65539,"d":"65,539"},"H"]
[97520923,"Установка повышения давления GRUNDFOS","Hydro MPC-F 5CR64-4 3x400 50hz RUS",{"v":82494,"d":"82,494"},"H"]
[97520922,"Установка повышения давления GRUNDFOS","Hydro MPC-F 5CR64-4-2 3x400 50hz RUS",{"v":80511,"d":"80,511"},"H"]
[97520925,"Установка повышения давления GRUNDFOS","Hydro MPC-F 5CR64-5 3x400 50hz RUS",{"v":85587,"d":"85,587"},"H"]
[97520924,"Установка повышения давления GRUNDFOS","Hydro MPC-F 5CR64-5-1 3x400 50hz RUS",{"v":85587,"d":"85,587"},"H"]
[97520926,"Установка повышения давления GRUNDFOS","Hydro MPC-F 5CR64-6-2 3x400 50hz RUS",{"v":86949,"d":"86,949"},"H"]
[97520927,"Установка повышения давления GRUNDFOS","Hydro MPC-F 5CR90-1 3x400 50hz RUS",{"v":66783,"d":"66,783"},"H"]
[97520929,"Установка повышения давления GRUNDFOS","Hydro MPC-F 5CR90-2 3x400 50hz RUS",{"v":81402,"d":"81,402"},"H"]
[97520928,"Установка повышения давления GRUNDFOS","Hydro MPC-F 5CR90-2-2 3x400 50hz RUS",{"v":73277,"d":"73,277"},"H"]
[97520931,"Установка повышения давления GRUNDFOS","Hydro MPC-F 5CR90-3 3x400 50hz RUS",{"v":95837,"d":"95,837"},"H"]
[97520930,"Установка повышения давления GRUNDFOS","Hydro MPC-F 5CR90-3-2 3x400 50hz RUS",{"v":90037,"d":"90,037"},"H"]
[97520933,"Установка повышения давления GRUNDFOS","Hydro MPC-F 5CR90-4 3x400 50hz RUS",{"v":102540,"d":"102,540"},"H"]
[97520932,"Установка повышения давления GRUNDFOS","Hydro MPC-F 5CR90-4-2 3x400 50hz RUS",{"v":102540,"d":"102,540"},"H"]
[97520935,"Установка повышения давления GRUNDFOS","Hydro MPC-F 5CR90-5 3x400 50hz RUS",{"v":110280,"d":"110,280"},"H"]
[97520934,"Установка повышения давления GRUNDFOS","Hydro MPC-F 5CR90-5-2 3x400 50hz RUS",{"v":110280,"d":"110,280"},"H"]
[97520952,"Установка повышения давления GRUNDFOS","Hydro MPC-F 6CR10-12 3x400 50hz RUS",{"v":33020,"d":"33,020"},"H"]
[97520953,"Установка повышения давления GRUNDFOS","Hydro MPC-F 6CR10-14 3x400 50hz RUS",{"v":37303,"d":"37,303"},"H"]
[97520948,"Установка повышения давления GRUNDFOS","Hydro MPC-F 6CR10-3 3x400 50hz RUS",{"v":24119,"d":"24,119"},"H"]
[97520949,"Установка повышения давления GRUNDFOS","Hydro MPC-F 6CR10-4 3x400 50hz RUS",{"v":25022,"d":"25,022"},"H"]
[97520950,"Установка повышения давления GRUNDFOS","Hydro MPC-F 6CR10-6 3x400 50hz RUS",{"v":26129,"d":"26,129"},"H"]
[97520951,"Установка повышения давления GRUNDFOS","Hydro MPC-F 6CR10-9 3x400 50hz RUS",{"v":29597,"d":"29,597"},"H"]
[97520959,"Установка повышения давления GRUNDFOS","Hydro MPC-F 6CR15-10 3x400 50hz RUS",{"v":52633,"d":"52,633"},"H"]
[97520954,"Установка повышения давления GRUNDFOS","Hydro MPC-F 6CR15-2 3x400 50hz RUS",{"v":27930,"d":"27,930"},"H"]
[97520955,"Установка повышения давления GRUNDFOS","Hydro MPC-F 6CR15-3 3x400 50hz RUS",{"v":30974,"d":"30,974"},"H"]
[97520956,"Установка повышения давления GRUNDFOS","Hydro MPC-F 6CR15-5 3x400 50hz RUS",{"v":34206,"d":"34,206"},"H"]
[97520957,"Установка повышения давления GRUNDFOS","Hydro MPC-F 6CR15-7 3x400 50hz RUS",{"v":41047,"d":"41,047"},"H"]
[97520958,"Установка повышения давления GRUNDFOS","Hydro MPC-F 6CR15-9 3x400 50hz RUS",{"v":45078,"d":"45,078"},"H"]
[97520964,"Установка повышения давления GRUNDFOS","Hydro MPC-F 6CR20-10 3x400 50hz RUS",{"v":60607,"d":"60,607"},"H"]
[97520960,"Установка повышения давления GRUNDFOS","Hydro MPC-F 6CR20-2 3x400 50hz RUS",{"v":27930,"d":"27,930"},"H"]
[97520961,"Установка повышения давления GRUNDFOS","Hydro MPC-F 6CR20-3 3x400 50hz RUS",{"v":34206,"d":"34,206"},"H"]
[97520962,"Установка повышения давления GRUNDFOS","Hydro MPC-F 6CR20-5 3x400 50hz RUS",{"v":41047,"d":"41,047"},"H"]
[97520963,"Установка повышения давления GRUNDFOS","Hydro MPC-F 6CR20-7 3x400 50hz RUS",{"v":45078,"d":"45,078"},"H"]
[97520937,"Установка повышения давления GRUNDFOS","Hydro MPC-F 6CR3-10 3x400 50hz RUS",{"v":20712,"d":"20,712"},"H"]
[97520938,"Установка повышения давления GRUNDFOS","Hydro MPC-F 6CR3-15 3x400 50hz RUS",{"v":22053,"d":"22,053"},"H"]
[97520939,"Установка повышения давления GRUNDFOS","Hydro MPC-F 6CR3-19 3x400 50hz RUS",{"v":23424,"d":"23,424"},"H"]
[97520966,"Установка повышения давления GRUNDFOS","Hydro MPC-F 6CR32-2 3x400 50hz RUS",{"v":40277,"d":"40,277"},"H"]
[97520965,"Установка повышения давления GRUNDFOS","Hydro MPC-F 6CR32-2-2 3x400 50hz RUS",{"v":38042,"d":"38,042"},"H"]
[97520967,"Установка повышения давления GRUNDFOS","Hydro MPC-F 6CR32-3 3x400 50hz RUS",{"v":49990,"d":"49,990"},"H"]
[97520940,"Установка повышения давления GRUNDFOS","Hydro MPC-F 6CR3-23 3x400 50hz RUS",{"v":29350,"d":"29,350"},"H"]
[97520968,"Установка повышения давления GRUNDFOS","Hydro MPC-F 6CR32-4 3x400 50hz RUS",{"v":55680,"d":"55,680"},"H"]
[97520969,"Установка повышения давления GRUNDFOS","Hydro MPC-F 6CR32-5 3x400 50hz RUS",{"v":64586,"d":"64,586"},"H"]
[97520970,"Установка повышения давления GRUNDFOS","Hydro MPC-F 6CR32-6 3x400 50hz RUS",{"v":66170,"d":"66,170"},"H"]
[97520971,"Установка повышения давления GRUNDFOS","Hydro MPC-F 6CR32-7 3x400 50hz RUS",{"v":72649,"d":"72,649"},"H"]
[97520936,"Установка повышения давления GRUNDFOS","Hydro MPC-F 6CR3-7 3x400 50hz RUS",{"v":20200,"d":"20,200"},"H"]
[97520972,"Установка повышения давления GRUNDFOS","Hydro MPC-F 6CR45-1 3x400 50hz RUS",{"v":45984,"d":"45,984"},"H"]
[97520974,"Установка повышения давления GRUNDFOS","Hydro MPC-F 6CR45-2 3x400 50hz RUS",{"v":59338,"d":"59,338"},"H"]
[97520973,"Установка повышения давления GRUNDFOS","Hydro MPC-F 6CR45-2-2 3x400 50hz RUS",{"v":53656,"d":"53,656"},"H"]
[97520975,"Установка повышения давления GRUNDFOS","Hydro MPC-F 6CR45-3 3x400 50hz RUS",{"v":66990,"d":"66,990"},"H"]
[97520976,"Установка повышения давления GRUNDFOS","Hydro MPC-F 6CR45-4 3x400 50hz RUS",{"v":76093,"d":"76,093"},"H"]
[97520977,"Установка повышения давления GRUNDFOS","Hydro MPC-F 6CR45-5 3x400 50hz RUS",{"v":86547,"d":"86,547"},"H"]
[97520944,"Установка повышения давления GRUNDFOS","Hydro MPC-F 6CR5-10 3x400 50hz RUS",{"v":22381,"d":"22,381"},"H"]
[97520945,"Установка повышения давления GRUNDFOS","Hydro MPC-F 6CR5-16 3x400 50hz RUS",{"v":24035,"d":"24,035"},"H"]
[97520946,"Установка повышения давления GRUNDFOS","Hydro MPC-F 6CR5-20 3x400 50hz RUS",{"v":30409,"d":"30,409"},"H"]
[97520947,"Установка повышения давления GRUNDFOS","Hydro MPC-F 6CR5-22 3x400 50hz RUS",{"v":31000,"d":"31,000"},"H"]
[97520941,"Установка повышения давления GRUNDFOS","Hydro MPC-F 6CR5-4 3x400 50hz RUS",{"v":20383,"d":"20,383"},"H"]
[97520942,"Установка повышения давления GRUNDFOS","Hydro MPC-F 6CR5-5 3x400 50hz RUS",{"v":20544,"d":"20,544"},"H"]
[97520943,"Установка повышения давления GRUNDFOS","Hydro MPC-F 6CR5-8 3x400 50hz RUS",{"v":21297,"d":"21,297"},"H"]
[97520978,"Установка повышения давления GRUNDFOS","Hydro MPC-F 6CR64-1 3x400 50hz RUS",{"v":53650,"d":"53,650"},"H"]
[97520980,"Установка повышения давления GRUNDFOS","Hydro MPC-F 6CR64-2 3x400 50hz RUS",{"v":64080,"d":"64,080"},"H"]
[97520979,"Установка повышения давления GRUNDFOS","Hydro MPC-F 6CR64-2-2 3x400 50hz RUS",{"v":58842,"d":"58,842"},"H"]
[97520981,"Установка повышения давления GRUNDFOS","Hydro MPC-F 6CR64-3-1 3x400 50hz RUS",{"v":74801,"d":"74,801"},"H"]
[97520983,"Установка повышения давления GRUNDFOS","Hydro MPC-F 6CR64-4 3x400 50hz RUS",{"v":93074,"d":"93,074"},"H"]
[97520982,"Установка повышения давления GRUNDFOS","Hydro MPC-F 6CR64-4-2 3x400 50hz RUS",{"v":85503,"d":"85,503"},"H"]
[97520985,"Установка повышения давления GRUNDFOS","Hydro MPC-F 6CR64-5 3x400 50hz RUS",{"v":99501,"d":"99,501"},"H"]
[97520984,"Установка повышения давления GRUNDFOS","Hydro MPC-F 6CR64-5-1 3x400 50hz RUS",{"v":99501,"d":"99,501"},"H"]
[97520986,"Установка повышения давления GRUNDFOS","Hydro MPC-F 6CR64-6-2 3x400 50hz RUS",{"v":101138,"d":"101,138"},"H"]
[97520987,"Установка повышения давления GRUNDFOS","Hydro MPC-F 6CR90-1 3x400 50hz RUS",{"v":77298,"d":"77,298"},"H"]
[97520989,"Установка повышения давления GRUNDFOS","Hydro MPC-F 6CR90-2 3x400 50hz RUS",{"v":94663,"d":"94,663"},"H"]
[97520988,"Установка повышения давления GRUNDFOS","Hydro MPC-F 6CR90-2-2 3x400 50hz RUS",{"v":85496,"d":"85,496"},"H"]
[97520991,"Установка повышения давления GRUNDFOS","Hydro MPC-F 6CR90-3 3x400 50hz RUS",{"v":112291,"d":"112,291"},"H"]
[97520990,"Установка повышения давления GRUNDFOS","Hydro MPC-F 6CR90-3-2 3x400 50hz RUS",{"v":104720,"d":"104,720"},"H"]
[97520993,"Установка повышения давления GRUNDFOS","Hydro MPC-F 6CR90-4 3x400 50hz RUS",{"v":118354,"d":"118,354"},"H"]
[97520992,"Установка повышения давления GRUNDFOS","Hydro MPC-F 6CR90-4-2 3x400 50hz RUS",{"v":118354,"d":"118,354"},"H"]
[97520995,"Установка повышения давления GRUNDFOS","Hydro MPC-F 6CR90-5 3x400 50hz RUS",{"v":131920,"d":"131,920"},"H"]
[97520994,"Установка повышения давления GRUNDFOS","Hydro MPC-F 6CR90-5-2 3x400 50hz RUS",{"v":131920,"d":"131,920"},"H"]
[95044731,"Установка повышения давления GRUNDFOS","Hydro MPC-S 2CR10-12 50Hz RUS",{"v":12038,"d":"12,038"},"H"]
[95044732,"Установка повышения давления GRUNDFOS","Hydro MPC-S 2CR10-14 50Hz RUS",{"v":12774,"d":"12,774"},"H"]
[95044727,"Установка повышения давления GRUNDFOS","Hydro MPC-S 2CR10-3 50Hz RUS",{"v":9424,"d":"9,424"},"H"]
[95044728,"Установка повышения давления GRUNDFOS","Hydro MPC-S 2CR10-4 50Hz RUS",{"v":9686,"d":"9,686"},"H"]
[95044729,"Установка повышения давления GRUNDFOS","Hydro MPC-S 2CR10-6 50Hz RUS",{"v":10079,"d":"10,079"},"H"]
[95044730,"Установка повышения давления GRUNDFOS","Hydro MPC-S 2CR10-9 50Hz RUS",{"v":11195,"d":"11,195"},"H"]
[95044762,"Установка повышения давления GRUNDFOS","Hydro MPC-S 2CR15-10 50Hz RUS",{"v":16783,"d":"16,783"},"H"]
[95044757,"Установка повышения давления GRUNDFOS","Hydro MPC-S 2CR15-2 50Hz RUS",{"v":11190,"d":"11,190"},"H"]
[95044758,"Установка повышения давления GRUNDFOS","Hydro MPC-S 2CR15-3 50Hz RUS",{"v":12283,"d":"12,283"},"H"]
[95044759,"Установка повышения давления GRUNDFOS","Hydro MPC-S 2CR15-5 50Hz RUS",{"v":13047,"d":"13,047"},"H"]
[95044760,"Установка повышения давления GRUNDFOS","Hydro MPC-S 2CR15-7 50Hz RUS",{"v":14628,"d":"14,628"},"H"]
[95044761,"Установка повышения давления GRUNDFOS","Hydro MPC-S 2CR15-9 50Hz RUS",{"v":15748,"d":"15,748"},"H"]
[95044791,"Установка повышения давления GRUNDFOS","Hydro MPC-S 2CR20-10 50Hz RUS",{"v":17543,"d":"17,543"},"H"]
[95044787,"Установка повышения давления GRUNDFOS","Hydro MPC-S 2CR20-2 50Hz RUS",{"v":11190,"d":"11,190"},"H"]
[95044788,"Установка повышения давления GRUNDFOS","Hydro MPC-S 2CR20-3 50Hz RUS",{"v":13047,"d":"13,047"},"H"]
[95044789,"Установка повышения давления GRUNDFOS","Hydro MPC-S 2CR20-5 50Hz RUS",{"v":14628,"d":"14,628"},"H"]
[95044790,"Установка повышения давления GRUNDFOS","Hydro MPC-S 2CR20-7 50Hz RUS",{"v":15687,"d":"15,687"},"H"]
[95044664,"Установка повышения давления GRUNDFOS","Hydro MPC-S 2CR3-10 50Hz RUS",{"v":8730,"d":"8,730"},"H"]
[95044665,"Установка повышения давления GRUNDFOS","Hydro MPC-S 2CR3-15 50Hz RUS",{"v":9097,"d":"9,097"},"H"]
[95044666,"Установка повышения давления GRUNDFOS","Hydro MPC-S 2CR3-19 50Hz RUS",{"v":9510,"d":"9,510"},"H"]
[95044813,"Установка повышения давления GRUNDFOS","Hydro MPC-S 2CR32-2 50Hz RUS",{"v":14759,"d":"14,759"},"H"]
[95044812,"Установка повышения давления GRUNDFOS","Hydro MPC-S 2CR32-2-2 50Hz RUS",{"v":14017,"d":"14,017"},"H"]
[95044814,"Установка повышения давления GRUNDFOS","Hydro MPC-S 2CR32-3 50Hz RUS",{"v":16229,"d":"16,229"},"H"]
[95044667,"Установка повышения давления GRUNDFOS","Hydro MPC-S 2CR3-23 50Hz RUS",{"v":9721,"d":"9,721"},"H"]
[95044815,"Установка повышения давления GRUNDFOS","Hydro MPC-S 2CR32-4 50Hz RUS",{"v":17628,"d":"17,628"},"H"]
[95044816,"Установка повышения давления GRUNDFOS","Hydro MPC-S 2CR32-5 50Hz RUS",{"v":19743,"d":"19,743"},"H"]
[95044817,"Установка повышения давления GRUNDFOS","Hydro MPC-S 2CR32-6 50Hz RUS",{"v":20239,"d":"20,239"},"H"]
[95044818,"Установка повышения давления GRUNDFOS","Hydro MPC-S 2CR32-7 50Hz RUS",{"v":22202,"d":"22,202"},"H"]
[95044662,"Установка повышения давления GRUNDFOS","Hydro MPC-S 2CR3-5 50Hz RUS",{"v":8407,"d":"8,407"},"H"]
[95044663,"Установка повышения давления GRUNDFOS","Hydro MPC-S 2CR3-7 50Hz RUS",{"v":8500,"d":"8,500"},"H"]
[95044847,"Установка повышения давления GRUNDFOS","Hydro MPC-S 2CR45-1 50Hz RUS",{"v":16401,"d":"16,401"},"H"]
[95044849,"Установка повышения давления GRUNDFOS","Hydro MPC-S 2CR45-2 50Hz RUS",{"v":19868,"d":"19,868"},"H"]
[95044848,"Установка повышения давления GRUNDFOS","Hydro MPC-S 2CR45-2-2 50Hz RUS",{"v":18259,"d":"18,259"},"H"]
[95044850,"Установка повышения давления GRUNDFOS","Hydro MPC-S 2CR45-3 50Hz RUS",{"v":21807,"d":"21,807"},"H"]
[95044851,"Установка повышения давления GRUNDFOS","Hydro MPC-S 2CR45-4 50Hz RUS",{"v":23931,"d":"23,931"},"H"]
[95044852,"Установка повышения давления GRUNDFOS","Hydro MPC-S 2CR45-5 50Hz RUS",{"v":26181,"d":"26,181"},"H"]
[95044695,"Установка повышения давления GRUNDFOS","Hydro MPC-S 2CR5-10 50Hz RUS",{"v":9035,"d":"9,035"},"H"]
[95044696,"Установка повышения давления GRUNDFOS","Hydro MPC-S 2CR5-16 50Hz RUS",{"v":9551,"d":"9,551"},"H"]
[95044697,"Установка повышения давления GRUNDFOS","Hydro MPC-S 2CR5-20 50Hz RUS",{"v":9978,"d":"9,978"},"H"]
[95044698,"Установка повышения давления GRUNDFOS","Hydro MPC-S 2CR5-22 50Hz RUS",{"v":10243,"d":"10,243"},"H"]
[95044692,"Установка повышения давления GRUNDFOS","Hydro MPC-S 2CR5-4 50Hz RUS",{"v":8389,"d":"8,389"},"H"]
[95044693,"Установка повышения давления GRUNDFOS","Hydro MPC-S 2CR5-5 50Hz RUS",{"v":8514,"d":"8,514"},"H"]
[95044694,"Установка повышения давления GRUNDFOS","Hydro MPC-S 2CR5-8 50Hz RUS",{"v":8710,"d":"8,710"},"H"]
[95044877,"Установка повышения давления GRUNDFOS","Hydro MPC-S 2CR64-1 50Hz RUS",{"v":18258,"d":"18,258"},"H"]
[95044879,"Установка повышения давления GRUNDFOS","Hydro MPC-S 2CR64-2 50Hz RUS",{"v":21185,"d":"21,185"},"H"]
[95044878,"Установка повышения давления GRUNDFOS","Hydro MPC-S 2CR64-2-2 50Hz RUS",{"v":19703,"d":"19,703"},"H"]
[95044880,"Установка повышения давления GRUNDFOS","Hydro MPC-S 2CR64-3-1 50Hz RUS",{"v":23773,"d":"23,773"},"H"]
[95044882,"Установка повышения давления GRUNDFOS","Hydro MPC-S 2CR64-4 50Hz RUS",{"v":27344,"d":"27,344"},"H"]
[95044881,"Установка повышения давления GRUNDFOS","Hydro MPC-S 2CR64-4-2 50Hz RUS",{"v":25914,"d":"25,914"},"H"]
[97520996,"Установка повышения давления GRUNDFOS","Hydro MPC-S 2CR64-5 3x400 50hz RUS",{"v":28337,"d":"28,337"},"H"]
[95044883,"Установка повышения давления GRUNDFOS","Hydro MPC-S 2CR64-5-1 50Hz RUS",{"v":28337,"d":"28,337"},"H"]
[97520997,"Установка повышения давления GRUNDFOS","Hydro MPC-S 2CR64-6-2 3x400 50hz RUS",{"v":28826,"d":"28,826"},"H"]
[95044912,"Установка повышения давления GRUNDFOS","Hydro MPC-S 2CR90-1 50Hz RUS",{"v":20964,"d":"20,964"},"H"]
[95044919,"Установка повышения давления GRUNDFOS","Hydro MPC-S 2CR90-1 50Hz RUS",{"v":30368,"d":"30,368"},"H"]
[95044914,"Установка повышения давления GRUNDFOS","Hydro MPC-S 2CR90-2 50Hz RUS",{"v":25801,"d":"25,801"},"H"]
[95044913,"Установка повышения давления GRUNDFOS","Hydro MPC-S 2CR90-2-2 50Hz RUS",{"v":23306,"d":"23,306"},"H"]
[95044916,"Установка повышения давления GRUNDFOS","Hydro MPC-S 2CR90-3 50Hz RUS",{"v":30183,"d":"30,183"},"H"]
[95044915,"Установка повышения давления GRUNDFOS","Hydro MPC-S 2CR90-3-2 50Hz RUS",{"v":28584,"d":"28,584"},"H"]
[95044918,"Установка повышения давления GRUNDFOS","Hydro MPC-S 2CR90-4 50Hz RUS",{"v":32079,"d":"32,079"},"H"]
[95044917,"Установка повышения давления GRUNDFOS","Hydro MPC-S 2CR90-4-2 50Hz RUS",{"v":32079,"d":"32,079"},"H"]
[97521007,"Установка повышения давления GRUNDFOS","Hydro MPC-S 2CR90-5 3x400 50hz RUS",{"v":30549,"d":"30,549"},"H"]
[97521006,"Установка повышения давления GRUNDFOS","Hydro MPC-S 2CR90-5-2 3x400 50hz RUS",{"v":30549,"d":"30,549"},"H"]
[95044737,"Установка повышения давления GRUNDFOS","Hydro MPC-S 3CR10-12 50Hz RUS",{"v":15806,"d":"15,806"},"H"]
[95044738,"Установка повышения давления GRUNDFOS","Hydro MPC-S 3CR10-14 50Hz RUS",{"v":16910,"d":"16,910"},"H"]
[95044733,"Установка повышения давления GRUNDFOS","Hydro MPC-S 3CR10-3 50Hz RUS",{"v":12082,"d":"12,082"},"H"]
[95044734,"Установка повышения давления GRUNDFOS","Hydro MPC-S 3CR10-4 50Hz RUS",{"v":12577,"d":"12,577"},"H"]
[95044735,"Установка повышения давления GRUNDFOS","Hydro MPC-S 3CR10-6 50Hz RUS",{"v":13059,"d":"13,059"},"H"]
[95044736,"Установка повышения давления GRUNDFOS","Hydro MPC-S 3CR10-9 50Hz RUS",{"v":14543,"d":"14,543"},"H"]
[95044768,"Установка повышения давления GRUNDFOS","Hydro MPC-S 3CR15-10 50Hz RUS",{"v":21952,"d":"21,952"},"H"]
[95044763,"Установка повышения давления GRUNDFOS","Hydro MPC-S 3CR15-2 50Hz RUS",{"v":14301,"d":"14,301"},"H"]
[95044764,"Установка повышения давления GRUNDFOS","Hydro MPC-S 3CR15-3 50Hz RUS",{"v":15804,"d":"15,804"},"H"]
[95044765,"Установка повышения давления GRUNDFOS","Hydro MPC-S 3CR15-5 50Hz RUS",{"v":16921,"d":"16,921"},"H"]
[95044766,"Установка повышения давления GRUNDFOS","Hydro MPC-S 3CR15-7 50Hz RUS",{"v":18895,"d":"18,895"},"H"]
[95044767,"Установка повышения давления GRUNDFOS","Hydro MPC-S 3CR15-9 50Hz RUS",{"v":20398,"d":"20,398"},"H"]
[95044796,"Установка повышения давления GRUNDFOS","Hydro MPC-S 3CR20-10 50Hz RUS",{"v":24284,"d":"24,284"},"H"]
[95044792,"Установка повышения давления GRUNDFOS","Hydro MPC-S 3CR20-2 50Hz RUS",{"v":14301,"d":"14,301"},"H"]
[95044793,"Установка повышения давления GRUNDFOS","Hydro MPC-S 3CR20-3 50Hz RUS",{"v":16921,"d":"16,921"},"H"]
[95044794,"Установка повышения давления GRUNDFOS","Hydro MPC-S 3CR20-5 50Hz RUS",{"v":19586,"d":"19,586"},"H"]
[95044795,"Установка повышения давления GRUNDFOS","Hydro MPC-S 3CR20-7 50Hz RUS",{"v":21594,"d":"21,594"},"H"]
[95044670,"Установка повышения давления GRUNDFOS","Hydro MPC-S 3CR3-10 50Hz RUS",{"v":11216,"d":"11,216"},"H"]
[95044671,"Установка повышения давления GRUNDFOS","Hydro MPC-S 3CR3-15 50Hz RUS",{"v":11765,"d":"11,765"},"H"]
[95044672,"Установка повышения давления GRUNDFOS","Hydro MPC-S 3CR3-19 50Hz RUS",{"v":12384,"d":"12,384"},"H"]
[95044820,"Установка повышения давления GRUNDFOS","Hydro MPC-S 3CR32-2 50Hz RUS",{"v":20447,"d":"20,447"},"H"]
[95044819,"Установка повышения давления GRUNDFOS","Hydro MPC-S 3CR32-2-2 50Hz RUS",{"v":19334,"d":"19,334"},"H"]
[95044821,"Установка повышения давления GRUNDFOS","Hydro MPC-S 3CR32-3 50Hz RUS",{"v":22233,"d":"22,233"},"H"]
[95044673,"Установка повышения давления GRUNDFOS","Hydro MPC-S 3CR3-23 50Hz RUS",{"v":12701,"d":"12,701"},"H"]
[95044822,"Установка повышения давления GRUNDFOS","Hydro MPC-S 3CR32-4 50Hz RUS",{"v":24298,"d":"24,298"},"H"]
[95044823,"Установка повышения давления GRUNDFOS","Hydro MPC-S 3CR32-5 50Hz RUS",{"v":27425,"d":"27,425"},"H"]
[95044824,"Установка повышения давления GRUNDFOS","Hydro MPC-S 3CR32-6 50Hz RUS",{"v":28169,"d":"28,169"},"H"]
[95044825,"Установка повышения давления GRUNDFOS","Hydro MPC-S 3CR32-7 50Hz RUS",{"v":31241,"d":"31,241"},"H"]
[95044668,"Установка повышения давления GRUNDFOS","Hydro MPC-S 3CR3-5 50Hz RUS",{"v":10731,"d":"10,731"},"H"]
[95044669,"Установка повышения давления GRUNDFOS","Hydro MPC-S 3CR3-7 50Hz RUS",{"v":10869,"d":"10,869"},"H"]
[95044853,"Установка повышения давления GRUNDFOS","Hydro MPC-S 3CR45-1 50Hz RUS",{"v":23651,"d":"23,651"},"H"]
[95044855,"Установка повышения давления GRUNDFOS","Hydro MPC-S 3CR45-2 50Hz RUS",{"v":29365,"d":"29,365"},"H"]
[95044854,"Установка повышения давления GRUNDFOS","Hydro MPC-S 3CR45-2-2 50Hz RUS",{"v":26732,"d":"26,732"},"H"]
[95044856,"Установка повышения давления GRUNDFOS","Hydro MPC-S 3CR45-3 50Hz RUS",{"v":32140,"d":"32,140"},"H"]
[95044857,"Установка повышения давления GRUNDFOS","Hydro MPC-S 3CR45-4 50Hz RUS",{"v":35325,"d":"35,325"},"H"]
[95044858,"Установка повышения давления GRUNDFOS","Hydro MPC-S 3CR45-5 50Hz RUS",{"v":38434,"d":"38,434"},"H"]
[95044702,"Установка повышения давления GRUNDFOS","Hydro MPC-S 3CR5-10 50Hz RUS",{"v":10948,"d":"10,948"},"H"]
[95044703,"Установка повышения давления GRUNDFOS","Hydro MPC-S 3CR5-16 50Hz RUS",{"v":11702,"d":"11,702"},"H"]
[95044704,"Установка повышения давления GRUNDFOS","Hydro MPC-S 3CR5-20 50Hz RUS",{"v":13171,"d":"13,171"},"H"]
[95044705,"Установка повышения давления GRUNDFOS","Hydro MPC-S 3CR5-22 50Hz RUS",{"v":13568,"d":"13,568"},"H"]
[95044699,"Установка повышения давления GRUNDFOS","Hydro MPC-S 3CR5-4 50Hz RUS",{"v":9922,"d":"9,922"},"H"]
[95044700,"Установка повышения давления GRUNDFOS","Hydro MPC-S 3CR5-5 50Hz RUS",{"v":10095,"d":"10,095"},"H"]
[95044701,"Установка повышения давления GRUNDFOS","Hydro MPC-S 3CR5-8 50Hz RUS",{"v":10362,"d":"10,362"},"H"]
[95044884,"Установка повышения давления GRUNDFOS","Hydro MPC-S 3CR64-1 50Hz RUS",{"v":26729,"d":"26,729"},"H"]
[95044886,"Установка повышения давления GRUNDFOS","Hydro MPC-S 3CR64-2 50Hz RUS",{"v":31037,"d":"31,037"},"H"]
[95044885,"Установка повышения давления GRUNDFOS","Hydro MPC-S 3CR64-2-2 50Hz RUS",{"v":29305,"d":"29,305"},"H"]
[95044887,"Установка повышения давления GRUNDFOS","Hydro MPC-S 3CR64-3-1 50Hz RUS",{"v":34920,"d":"34,920"},"H"]
[95044889,"Установка повышения давления GRUNDFOS","Hydro MPC-S 3CR64-4 50Hz RUS",{"v":41163,"d":"41,163"},"H"]
[95044888,"Установка повышения давления GRUNDFOS","Hydro MPC-S 3CR64-4-2 50Hz RUS",{"v":37735,"d":"37,735"},"H"]
[97520998,"Установка повышения давления GRUNDFOS","Hydro MPC-S 3CR64-5 3x400 50hz RUS",{"v":41766,"d":"41,766"},"H"]
[95044890,"Установка повышения давления GRUNDFOS","Hydro MPC-S 3CR64-5-1 50Hz RUS",{"v":41766,"d":"41,766"},"H"]
[97520999,"Установка повышения давления GRUNDFOS","Hydro MPC-S 3CR64-6-2 3x400 50hz RUS",{"v":42524,"d":"42,524"},"H"]
[95044921,"Установка повышения давления GRUNDFOS","Hydro MPC-S 3CR90-2 50Hz RUS",{"v":36841,"d":"36,841"},"H"]
[95044920,"Установка повышения давления GRUNDFOS","Hydro MPC-S 3CR90-2-2 50Hz RUS",{"v":33380,"d":"33,380"},"H"]
[95044923,"Установка повышения давления GRUNDFOS","Hydro MPC-S 3CR90-3 50Hz RUS",{"v":43803,"d":"43,803"},"H"]
[95044922,"Установка повышения давления GRUNDFOS","Hydro MPC-S 3CR90-3-2 50Hz RUS",{"v":40375,"d":"40,375"},"H"]
[95044925,"Установка повышения давления GRUNDFOS","Hydro MPC-S 3CR90-4 50Hz RUS",{"v":45653,"d":"45,653"},"H"]
[95044924,"Установка повышения давления GRUNDFOS","Hydro MPC-S 3CR90-4-2 50Hz RUS",{"v":45653,"d":"45,653"},"H"]
[97521009,"Установка повышения давления GRUNDFOS","Hydro MPC-S 3CR90-5 3x400 50hz RUS",{"v":48020,"d":"48,020"},"H"]
[97521008,"Установка повышения давления GRUNDFOS","Hydro MPC-S 3CR90-5-2 3x400 50hz RUS",{"v":48020,"d":"48,020"},"H"]
[95044743,"Установка повышения давления GRUNDFOS","Hydro MPC-S 4CR10-12 50Hz RUS",{"v":19451,"d":"19,451"},"H"]
[95044744,"Установка повышения давления GRUNDFOS","Hydro MPC-S 4CR10-14 50Hz RUS",{"v":21045,"d":"21,045"},"H"]
[95044739,"Установка повышения давления GRUNDFOS","Hydro MPC-S 4CR10-3 50Hz RUS",{"v":14407,"d":"14,407"},"H"]
[95044740,"Установка повышения давления GRUNDFOS","Hydro MPC-S 4CR10-4 50Hz RUS",{"v":14999,"d":"14,999"},"H"]
[95044741,"Установка повышения давления GRUNDFOS","Hydro MPC-S 4CR10-6 50Hz RUS",{"v":15738,"d":"15,738"},"H"]
[95044742,"Установка повышения давления GRUNDFOS","Hydro MPC-S 4CR10-9 50Hz RUS",{"v":17889,"d":"17,889"},"H"]
[95044774,"Установка повышения давления GRUNDFOS","Hydro MPC-S 4CR15-10 50Hz RUS",{"v":27367,"d":"27,367"},"H"]
[95044769,"Установка повышения давления GRUNDFOS","Hydro MPC-S 4CR15-2 50Hz RUS",{"v":17082,"d":"17,082"},"H"]
[95044770,"Установка повышения давления GRUNDFOS","Hydro MPC-S 4CR15-3 50Hz RUS",{"v":19078,"d":"19,078"},"H"]
[95044771,"Установка повышения давления GRUNDFOS","Hydro MPC-S 4CR15-5 50Hz RUS",{"v":21380,"d":"21,380"},"H"]
[95044772,"Установка повышения давления GRUNDFOS","Hydro MPC-S 4CR15-7 50Hz RUS",{"v":22591,"d":"22,591"},"H"]
[95044773,"Установка повышения давления GRUNDFOS","Hydro MPC-S 4CR15-9 50Hz RUS",{"v":24947,"d":"24,947"},"H"]
[95044801,"Установка повышения давления GRUNDFOS","Hydro MPC-S 4CR20-10 50Hz RUS",{"v":31023,"d":"31,023"},"H"]
[95044797,"Установка повышения давления GRUNDFOS","Hydro MPC-S 4CR20-2 50Hz RUS",{"v":17082,"d":"17,082"},"H"]
[95044798,"Установка повышения давления GRUNDFOS","Hydro MPC-S 4CR20-3 50Hz RUS",{"v":20385,"d":"20,385"},"H"]
[95044799,"Установка повышения давления GRUNDFOS","Hydro MPC-S 4CR20-5 50Hz RUS",{"v":24098,"d":"24,098"},"H"]
[95044800,"Установка повышения давления GRUNDFOS","Hydro MPC-S 4CR20-7 50Hz RUS",{"v":26611,"d":"26,611"},"H"]
[95044676,"Установка повышения давления GRUNDFOS","Hydro MPC-S 4CR3-10 50Hz RUS",{"v":12380,"d":"12,380"},"H"]
[95044677,"Установка повышения давления GRUNDFOS","Hydro MPC-S 4CR3-15 50Hz RUS",{"v":13093,"d":"13,093"},"H"]
[95044678,"Установка повышения давления GRUNDFOS","Hydro MPC-S 4CR3-19 50Hz RUS",{"v":13997,"d":"13,997"},"H"]
[95044827,"Установка повышения давления GRUNDFOS","Hydro MPC-S 4CR32-2 50Hz RUS",{"v":26135,"d":"26,135"},"H"]
[95044826,"Установка повышения давления GRUNDFOS","Hydro MPC-S 4CR32-2-2 50Hz RUS",{"v":24651,"d":"24,651"},"H"]
[95044828,"Установка повышения давления GRUNDFOS","Hydro MPC-S 4CR32-3 50Hz RUS",{"v":28516,"d":"28,516"},"H"]
[95044679,"Установка повышения давления GRUNDFOS","Hydro MPC-S 4CR3-23 50Hz RUS",{"v":15681,"d":"15,681"},"H"]
[95044829,"Установка повышения давления GRUNDFOS","Hydro MPC-S 4CR32-4 50Hz RUS",{"v":31669,"d":"31,669"},"H"]
[95044830,"Установка повышения давления GRUNDFOS","Hydro MPC-S 4CR32-5 50Hz RUS",{"v":35943,"d":"35,943"},"H"]
[95044831,"Установка повышения давления GRUNDFOS","Hydro MPC-S 4CR32-6 50Hz RUS",{"v":36935,"d":"36,935"},"H"]
[95044832,"Установка повышения давления GRUNDFOS","Hydro MPC-S 4CR32-7 50Hz RUS",{"v":40835,"d":"40,835"},"H"]
[95044674,"Установка повышения давления GRUNDFOS","Hydro MPC-S 4CR3-5 50Hz RUS",{"v":11671,"d":"11,671"},"H"]
[95044675,"Установка повышения давления GRUNDFOS","Hydro MPC-S 4CR3-7 50Hz RUS",{"v":11855,"d":"11,855"},"H"]
[95044859,"Установка повышения давления GRUNDFOS","Hydro MPC-S 4CR45-1 50Hz RUS",{"v":28724,"d":"28,724"},"H"]
[95044861,"Установка повышения давления GRUNDFOS","Hydro MPC-S 4CR45-2 50Hz RUS",{"v":36604,"d":"36,604"},"H"]
[95044860,"Установка повышения давления GRUNDFOS","Hydro MPC-S 4CR45-2-2 50Hz RUS",{"v":32990,"d":"32,990"},"H"]
[95044862,"Установка повышения давления GRUNDFOS","Hydro MPC-S 4CR45-3 50Hz RUS",{"v":41284,"d":"41,284"},"H"]
[95044863,"Установка повышения давления GRUNDFOS","Hydro MPC-S 4CR45-4 50Hz RUS",{"v":46537,"d":"46,537"},"H"]
[95044864,"Установка повышения давления GRUNDFOS","Hydro MPC-S 4CR45-5 50Hz RUS",{"v":50865,"d":"50,865"},"H"]
[95044709,"Установка повышения давления GRUNDFOS","Hydro MPC-S 4CR5-10 50Hz RUS",{"v":13302,"d":"13,302"},"H"]
[95044710,"Установка повышения давления GRUNDFOS","Hydro MPC-S 4CR5-16 50Hz RUS",{"v":14405,"d":"14,405"},"H"]
[95044711,"Установка повышения давления GRUNDFOS","Hydro MPC-S 4CR5-20 50Hz RUS",{"v":16363,"d":"16,363"},"H"]
[95044712,"Установка повышения давления GRUNDFOS","Hydro MPC-S 4CR5-23 50Hz RUS",{"v":16893,"d":"16,893"},"H"]
[95044706,"Установка повышения давления GRUNDFOS","Hydro MPC-S 4CR5-4 50Hz RUS",{"v":11977,"d":"11,977"},"H"]
[95044707,"Установка повышения давления GRUNDFOS","Hydro MPC-S 4CR5-5 50Hz RUS",{"v":12268,"d":"12,268"},"H"]
[95044708,"Установка повышения давления GRUNDFOS","Hydro MPC-S 4CR5-8 50Hz RUS",{"v":12590,"d":"12,590"},"H"]
[95044891,"Установка повышения давления GRUNDFOS","Hydro MPC-S 4CR64-1 50Hz RUS",{"v":32987,"d":"32,987"},"H"]
[95044893,"Установка повышения давления GRUNDFOS","Hydro MPC-S 4CR64-2 50Hz RUS",{"v":39344,"d":"39,344"},"H"]
[95044892,"Установка повышения давления GRUNDFOS","Hydro MPC-S 4CR64-2-2 50Hz RUS",{"v":36273,"d":"36,273"},"H"]
[95044894,"Установка повышения давления GRUNDFOS","Hydro MPC-S 4CR64-3-1 50Hz RUS",{"v":45676,"d":"45,676"},"H"]
[95044896,"Установка повышения давления GRUNDFOS","Hydro MPC-S 4CR64-4 50Hz RUS",{"v":53208,"d":"53,208"},"H"]
[95044895,"Установка повышения давления GRUNDFOS","Hydro MPC-S 4CR64-4-2 50Hz RUS",{"v":50349,"d":"50,349"},"H"]
[97521000,"Установка повышения давления GRUNDFOS","Hydro MPC-S 4CR64-5 3x400 50hz RUS",{"v":55195,"d":"55,195"},"H"]
[95044897,"Установка повышения давления GRUNDFOS","Hydro MPC-S 4CR64-5-1 50Hz RUS",{"v":55195,"d":"55,195"},"H"]
[97521001,"Установка повышения давления GRUNDFOS","Hydro MPC-S 4CR64-6-2 3x400 50hz RUS",{"v":56223,"d":"56,223"},"H"]
[95044926,"Установка повышения давления GRUNDFOS","Hydro MPC-S 4CR90-1 50Hz RUS",{"v":42184,"d":"42,184"},"H"]
[95044928,"Установка повышения давления GRUNDFOS","Hydro MPC-S 4CR90-2 50Hz RUS",{"v":51513,"d":"51,513"},"H"]
[95044927,"Установка повышения давления GRUNDFOS","Hydro MPC-S 4CR90-2-2 50Hz RUS",{"v":46548,"d":"46,548"},"H"]
[95044930,"Установка повышения давления GRUNDFOS","Hydro MPC-S 4CR90-3 50Hz RUS",{"v":61069,"d":"61,069"},"H"]
[95044929,"Установка повышения давления GRUNDFOS","Hydro MPC-S 4CR90-3-2 50Hz RUS",{"v":56774,"d":"56,774"},"H"]
[95044932,"Установка повышения давления GRUNDFOS","Hydro MPC-S 4CR90-4 50Hz RUS",{"v":65676,"d":"65,676"},"H"]
[95044931,"Установка повышения давления GRUNDFOS","Hydro MPC-S 4CR90-4-2 50Hz RUS",{"v":65676,"d":"65,676"},"H"]
[97521011,"Установка повышения давления GRUNDFOS","Hydro MPC-S 4CR90-5 3x400 50hz RUS",{"v":65735,"d":"65,735"},"H"]
[97521010,"Установка повышения давления GRUNDFOS","Hydro MPC-S 4CR90-5-2 3x400 50hz RUS",{"v":65735,"d":"65,735"},"H"]
[95044749,"Установка повышения давления GRUNDFOS","Hydro MPC-S 5CR10-12 50Hz RUS",{"v":23342,"d":"23,342"},"H"]
[95044750,"Установка повышения давления GRUNDFOS","Hydro MPC-S 5CR10-14 50Hz RUS",{"v":25181,"d":"25,181"},"H"]
[95044745,"Установка повышения давления GRUNDFOS","Hydro MPC-S 5CR10-3 50Hz RUS",{"v":17641,"d":"17,641"},"H"]
[95044746,"Установка повышения давления GRUNDFOS","Hydro MPC-S 5CR10-4 50Hz RUS",{"v":18371,"d":"18,371"},"H"]
[95044747,"Установка повышения давления GRUNDFOS","Hydro MPC-S 5CR10-6 50Hz RUS",{"v":19243,"d":"19,243"},"H"]
[95044748,"Установка повышения давления GRUNDFOS","Hydro MPC-S 5CR10-9 50Hz RUS",{"v":21236,"d":"21,236"},"H"]
[95044780,"Установка повышения давления GRUNDFOS","Hydro MPC-S 5CR15-10 50Hz RUS",{"v":33027,"d":"33,027"},"H"]
[95044775,"Установка повышения давления GRUNDFOS","Hydro MPC-S 5CR15-2 50Hz RUS",{"v":21805,"d":"21,805"},"H"]
[95044776,"Установка повышения давления GRUNDFOS","Hydro MPC-S 5CR15-3 50Hz RUS",{"v":23610,"d":"23,610"},"H"]
[95044777,"Установка повышения давления GRUNDFOS","Hydro MPC-S 5CR15-5 50Hz RUS",{"v":25543,"d":"25,543"},"H"]
[95044778,"Установка повышения давления GRUNDFOS","Hydro MPC-S 5CR15-7 50Hz RUS",{"v":28716,"d":"28,716"},"H"]
[95044779,"Установка повышения давления GRUNDFOS","Hydro MPC-S 5CR15-9 50Hz RUS",{"v":31587,"d":"31,587"},"H"]
[95044806,"Установка повышения давления GRUNDFOS","Hydro MPC-S 5CR20-10 50Hz RUS",{"v":38009,"d":"38,009"},"H"]
[95044802,"Установка повышения давления GRUNDFOS","Hydro MPC-S 5CR20-2 50Hz RUS",{"v":21805,"d":"21,805"},"H"]
[95044803,"Установка повышения давления GRUNDFOS","Hydro MPC-S 5CR20-3 50Hz RUS",{"v":26324,"d":"26,324"},"H"]
[95044804,"Установка повышения давления GRUNDFOS","Hydro MPC-S 5CR20-5 50Hz RUS",{"v":30631,"d":"30,631"},"H"]
[95044805,"Установка повышения давления GRUNDFOS","Hydro MPC-S 5CR20-7 50Hz RUS",{"v":33693,"d":"33,693"},"H"]
[95044682,"Установка повышения давления GRUNDFOS","Hydro MPC-S 5CR3-10 50Hz RUS",{"v":14263,"d":"14,263"},"H"]
[95044683,"Установка повышения давления GRUNDFOS","Hydro MPC-S 5CR3-15 50Hz RUS",{"v":15230,"d":"15,230"},"H"]
[95044684,"Установка повышения давления GRUNDFOS","Hydro MPC-S 5CR3-19 50Hz RUS",{"v":16350,"d":"16,350"},"H"]
[95044834,"Установка повышения давления GRUNDFOS","Hydro MPC-S 5CR32-2 50Hz RUS",{"v":31593,"d":"31,593"},"H"]
[95044833,"Установка повышения давления GRUNDFOS","Hydro MPC-S 5CR32-2-2 50Hz RUS",{"v":29794,"d":"29,794"},"H"]
[95044835,"Установка повышения давления GRUNDFOS","Hydro MPC-S 5CR32-3 50Hz RUS",{"v":34800,"d":"34,800"},"H"]
[95044685,"Установка повышения давления GRUNDFOS","Hydro MPC-S 5CR3-23 50Hz RUS",{"v":18661,"d":"18,661"},"H"]
[95044836,"Установка повышения давления GRUNDFOS","Hydro MPC-S 5CR32-4 50Hz RUS",{"v":38242,"d":"38,242"},"H"]
[95044837,"Установка повышения давления GRUNDFOS","Hydro MPC-S 5CR32-5 50Hz RUS",{"v":43450,"d":"43,450"},"H"]
[95044838,"Установка повышения давления GRUNDFOS","Hydro MPC-S 5CR32-6 50Hz RUS",{"v":44690,"d":"44,690"},"H"]
[95044839,"Установка повышения давления GRUNDFOS","Hydro MPC-S 5CR32-7 50Hz RUS",{"v":51341,"d":"51,341"},"H"]
[95044680,"Установка повышения давления GRUNDFOS","Hydro MPC-S 5CR3-5 50Hz RUS",{"v":13410,"d":"13,410"},"H"]
[95044681,"Установка повышения давления GRUNDFOS","Hydro MPC-S 5CR3-7 50Hz RUS",{"v":13699,"d":"13,699"},"H"]
[95044865,"Установка повышения давления GRUNDFOS","Hydro MPC-S 5CR45-1 50Hz RUS",{"v":35513,"d":"35,513"},"H"]
[95044867,"Установка повышения давления GRUNDFOS","Hydro MPC-S 5CR45-2 50Hz RUS",{"v":44949,"d":"44,949"},"H"]
[95044866,"Установка повышения давления GRUNDFOS","Hydro MPC-S 5CR45-2-2 50Hz RUS",{"v":40512,"d":"40,512"},"H"]
[95044868,"Установка повышения давления GRUNDFOS","Hydro MPC-S 5CR45-3 50Hz RUS",{"v":50721,"d":"50,721"},"H"]
[95044869,"Установка повышения давления GRUNDFOS","Hydro MPC-S 5CR45-4 50Hz RUS",{"v":55482,"d":"55,482"},"H"]
[95044870,"Установка повышения давления GRUNDFOS","Hydro MPC-S 5CR45-5 50Hz RUS",{"v":62095,"d":"62,095"},"H"]
[95044716,"Установка повышения давления GRUNDFOS","Hydro MPC-S 5CR5-10 50Hz RUS",{"v":15481,"d":"15,481"},"H"]
[95044717,"Установка повышения давления GRUNDFOS","Hydro MPC-S 5CR5-16 50Hz RUS",{"v":16810,"d":"16,810"},"H"]
[95044718,"Установка повышения давления GRUNDFOS","Hydro MPC-S 5CR5-20 50Hz RUS",{"v":19555,"d":"19,555"},"H"]
[95044719,"Установка повышения давления GRUNDFOS","Hydro MPC-S 5CR5-22 50Hz RUS",{"v":20217,"d":"20,217"},"H"]
[95044713,"Установка повышения давления GRUNDFOS","Hydro MPC-S 5CR5-4 50Hz RUS",{"v":13851,"d":"13,851"},"H"]
[95044714,"Установка повышения давления GRUNDFOS","Hydro MPC-S 5CR5-5 50Hz RUS",{"v":14123,"d":"14,123"},"H"]
[95044715,"Установка повышения давления GRUNDFOS","Hydro MPC-S 5CR5-8 50Hz RUS",{"v":14601,"d":"14,601"},"H"]
[95044898,"Установка повышения давления GRUNDFOS","Hydro MPC-S 5CR64-1 50Hz RUS",{"v":40507,"d":"40,507"},"H"]
[95044900,"Установка повышения давления GRUNDFOS","Hydro MPC-S 5CR64-2 50Hz RUS",{"v":48296,"d":"48,296"},"H"]
[95044899,"Установка повышения давления GRUNDFOS","Hydro MPC-S 5CR64-2-2 50Hz RUS",{"v":44536,"d":"44,536"},"H"]
[95044901,"Установка повышения давления GRUNDFOS","Hydro MPC-S 5CR64-3-1 50Hz RUS",{"v":57214,"d":"57,214"},"H"]
[95044903,"Установка повышения давления GRUNDFOS","Hydro MPC-S 5CR64-4 50Hz RUS",{"v":66140,"d":"66,140"},"H"]
[95044902,"Установка повышения давления GRUNDFOS","Hydro MPC-S 5CR64-4-2 50Hz RUS",{"v":62567,"d":"62,567"},"H"]
[97521002,"Установка повышения давления GRUNDFOS","Hydro MPC-S 5CR64-5 3x400 50hz RUS",{"v":68623,"d":"68,623"},"H"]
[95044904,"Установка повышения давления GRUNDFOS","Hydro MPC-S 5CR64-5-1 50Hz RUS",{"v":68623,"d":"68,623"},"H"]
[97521003,"Установка повышения давления GRUNDFOS","Hydro MPC-S 5CR64-6-2 3x400 50hz RUS",{"v":69919,"d":"69,919"},"H"]
[95044933,"Установка повышения давления GRUNDFOS","Hydro MPC-S 5CR90-1 50Hz RUS",{"v":55243,"d":"55,243"},"H"]
[95044935,"Установка повышения давления GRUNDFOS","Hydro MPC-S 5CR90-2 50Hz RUS",{"v":69062,"d":"69,062"},"H"]
[95044934,"Установка повышения давления GRUNDFOS","Hydro MPC-S 5CR90-2-2 50Hz RUS",{"v":61080,"d":"61,080"},"H"]
[95044937,"Установка повышения давления GRUNDFOS","Hydro MPC-S 5CR90-3 50Hz RUS",{"v":79837,"d":"79,837"},"H"]
[95044936,"Установка повышения давления GRUNDFOS","Hydro MPC-S 5CR90-3-2 50Hz RUS",{"v":75364,"d":"75,364"},"H"]
[95044939,"Установка повышения давления GRUNDFOS","Hydro MPC-S 5CR90-4 50Hz RUS",{"v":83793,"d":"83,793"},"H"]
[95044938,"Установка повышения давления GRUNDFOS","Hydro MPC-S 5CR90-4-2 50Hz RUS",{"v":83793,"d":"83,793"},"H"]
[97521013,"Установка повышения давления GRUNDFOS","Hydro MPC-S 5CR90-5 3x400 50hz RUS",{"v":83696,"d":"83,696"},"H"]
[97521012,"Установка повышения давления GRUNDFOS","Hydro MPC-S 5CR90-5-2 3x400 50hz RUS",{"v":83696,"d":"83,696"},"H"]
[95044755,"Установка повышения давления GRUNDFOS","Hydro MPC-S 6CR10-12 50Hz RUS",{"v":27422,"d":"27,422"},"H"]
[95044756,"Установка повышения давления GRUNDFOS","Hydro MPC-S 6CR10-14 50Hz RUS",{"v":29316,"d":"29,316"},"H"]
[95044751,"Установка повышения давления GRUNDFOS","Hydro MPC-S 6CR10-3 50Hz RUS",{"v":21016,"d":"21,016"},"H"]
[95044752,"Установка повышения давления GRUNDFOS","Hydro MPC-S 6CR10-4 50Hz RUS",{"v":21834,"d":"21,834"},"H"]
[95044753,"Установка повышения давления GRUNDFOS","Hydro MPC-S 6CR10-6 50Hz RUS",{"v":22903,"d":"22,903"},"H"]
[95044754,"Установка повышения давления GRUNDFOS","Hydro MPC-S 6CR10-9 50Hz RUS",{"v":25330,"d":"25,330"},"H"]
[95044786,"Установка повышения давления GRUNDFOS","Hydro MPC-S 6CR15-10 50Hz RUS",{"v":38687,"d":"38,687"},"H"]
[95044781,"Установка повышения давления GRUNDFOS","Hydro MPC-S 6CR15-2 50Hz RUS",{"v":25192,"d":"25,192"},"H"]
[95044782,"Установка повышения давления GRUNDFOS","Hydro MPC-S 6CR15-3 50Hz RUS",{"v":27386,"d":"27,386"},"H"]
[95044783,"Установка повышения давления GRUNDFOS","Hydro MPC-S 6CR15-5 50Hz RUS",{"v":29707,"d":"29,707"},"H"]
[95044784,"Установка повышения давления GRUNDFOS","Hydro MPC-S 6CR15-7 50Hz RUS",{"v":33248,"d":"33,248"},"H"]
[95044785,"Установка повышения давления GRUNDFOS","Hydro MPC-S 6CR15-9 50Hz RUS",{"v":36817,"d":"36,817"},"H"]
[95044811,"Установка повышения давления GRUNDFOS","Hydro MPC-S 6CR20-10 50Hz RUS",{"v":44994,"d":"44,994"},"H"]
[95044807,"Установка повышения давления GRUNDFOS","Hydro MPC-S 6CR20-2 50Hz RUS",{"v":25192,"d":"25,192"},"H"]
[95044808,"Установка повышения давления GRUNDFOS","Hydro MPC-S 6CR20-3 50Hz RUS",{"v":30574,"d":"30,574"},"H"]
[95044809,"Установка повышения давления GRUNDFOS","Hydro MPC-S 6CR20-5 50Hz RUS",{"v":35464,"d":"35,464"},"H"]
[95044810,"Установка повышения давления GRUNDFOS","Hydro MPC-S 6CR20-7 50Hz RUS",{"v":39271,"d":"39,271"},"H"]
[95044688,"Установка повышения давления GRUNDFOS","Hydro MPC-S 6CR3-10 50Hz RUS",{"v":16563,"d":"16,563"},"H"]
[95044689,"Установка повышения давления GRUNDFOS","Hydro MPC-S 6CR3-15 50Hz RUS",{"v":17827,"d":"17,827"},"H"]
[95044690,"Установка повышения давления GRUNDFOS","Hydro MPC-S 6CR3-19 50Hz RUS",{"v":19099,"d":"19,099"},"H"]
[95044841,"Установка повышения давления GRUNDFOS","Hydro MPC-S 6CR32-2 50Hz RUS",{"v":36122,"d":"36,122"},"H"]
[95044840,"Установка повышения давления GRUNDFOS","Hydro MPC-S 6CR32-2-2 50Hz RUS",{"v":34187,"d":"34,187"},"H"]
[95044842,"Установка повышения давления GRUNDFOS","Hydro MPC-S 6CR32-3 50Hz RUS",{"v":41083,"d":"41,083"},"H"]
[95044691,"Установка повышения давления GRUNDFOS","Hydro MPC-S 6CR3-23 50Hz RUS",{"v":21641,"d":"21,641"},"H"]
[95044843,"Установка повышения давления GRUNDFOS","Hydro MPC-S 6CR32-4 50Hz RUS",{"v":45214,"d":"45,214"},"H"]
[95044844,"Установка повышения давления GRUNDFOS","Hydro MPC-S 6CR32-5 50Hz RUS",{"v":52967,"d":"52,967"},"H"]
[95044845,"Установка повышения давления GRUNDFOS","Hydro MPC-S 6CR32-6 50Hz RUS",{"v":54455,"d":"54,455"},"H"]
[95044846,"Установка повышения давления GRUNDFOS","Hydro MPC-S 6CR32-7 50Hz RUS",{"v":61135,"d":"61,135"},"H"]
[95044686,"Установка повышения давления GRUNDFOS","Hydro MPC-S 6CR3-5 50Hz RUS",{"v":15550,"d":"15,550"},"H"]
[95044687,"Установка повышения давления GRUNDFOS","Hydro MPC-S 6CR3-7 50Hz RUS",{"v":15865,"d":"15,865"},"H"]
[95044871,"Установка повышения давления GRUNDFOS","Hydro MPC-S 6CR45-1 50Hz RUS",{"v":41725,"d":"41,725"},"H"]
[95044873,"Установка повышения давления GRUNDFOS","Hydro MPC-S 6CR45-2 50Hz RUS",{"v":52903,"d":"52,903"},"H"]
[95044872,"Установка повышения давления GRUNDFOS","Hydro MPC-S 6CR45-2-2 50Hz RUS",{"v":47446,"d":"47,446"},"H"]
[95044874,"Установка повышения давления GRUNDFOS","Hydro MPC-S 6CR45-3 50Hz RUS",{"v":62647,"d":"62,647"},"H"]
[95044875,"Установка повышения давления GRUNDFOS","Hydro MPC-S 6CR45-4 50Hz RUS",{"v":69509,"d":"69,509"},"H"]
[95044876,"Установка повышения давления GRUNDFOS","Hydro MPC-S 6CR45-5 50Hz RUS",{"v":75726,"d":"75,726"},"H"]
[95044723,"Установка повышения давления GRUNDFOS","Hydro MPC-S 6CR5-10 50Hz RUS",{"v":18056,"d":"18,056"},"H"]
[95044724,"Установка повышения давления GRUNDFOS","Hydro MPC-S 6CR5-16 50Hz RUS",{"v":19078,"d":"19,078"},"H"]
[95044725,"Установка повышения давления GRUNDFOS","Hydro MPC-S 6CR5-20 50Hz RUS",{"v":22747,"d":"22,747"},"H"]
[95044726,"Установка повышения давления GRUNDFOS","Hydro MPC-S 6CR5-23 50Hz RUS",{"v":23542,"d":"23,542"},"H"]
[95044720,"Установка повышения давления GRUNDFOS","Hydro MPC-S 6CR5-4 50Hz RUS",{"v":16048,"d":"16,048"},"H"]
[95044721,"Установка повышения давления GRUNDFOS","Hydro MPC-S 6CR5-5 50Hz RUS",{"v":16395,"d":"16,395"},"H"]
[95044722,"Установка повышения давления GRUNDFOS","Hydro MPC-S 6CR5-8 50Hz RUS",{"v":17072,"d":"17,072"},"H"]
[95044907,"Установка повышения давления GRUNDFOS","Hydro MPC-S 6CR64-1 50Hz RUS",{"v":59737,"d":"59,737"},"H"]
[95044905,"Установка повышения давления GRUNDFOS","Hydro MPC-S 6CR64-1 50Hz RUS",{"v":47440,"d":"47,440"},"H"]
[95044906,"Установка повышения давления GRUNDFOS","Hydro MPC-S 6CR64-2-2 50Hz RUS",{"v":52407,"d":"52,407"},"H"]
[95044908,"Установка повышения давления GRUNDFOS","Hydro MPC-S 6CR64-3-1 50Hz RUS",{"v":70120,"d":"70,120"},"H"]
[95044910,"Установка повышения давления GRUNDFOS","Hydro MPC-S 6CR64-4 50Hz RUS",{"v":79917,"d":"79,917"},"H"]
[95044909,"Установка повышения давления GRUNDFOS","Hydro MPC-S 6CR64-4-2 50Hz RUS",{"v":74784,"d":"74,784"},"H"]
[97521004,"Установка повышения давления GRUNDFOS","Hydro MPC-S 6CR64-5 3x400 50hz RUS",{"v":82052,"d":"82,052"},"H"]
[95044911,"Установка повышения давления GRUNDFOS","Hydro MPC-S 6CR64-5-1 50Hz RUS",{"v":82052,"d":"82,052"},"H"]
[97521005,"Установка повышения давления GRUNDFOS","Hydro MPC-S 6CR64-6-2 3x400 50hz RUS",{"v":83618,"d":"83,618"},"H"]
[95044940,"Установка повышения давления GRUNDFOS","Hydro MPC-S 6CR90-1 50Hz RUS",{"v":66307,"d":"66,307"},"H"]
[95044942,"Установка повышения давления GRUNDFOS","Hydro MPC-S 6CR90-2 50Hz RUS",{"v":82315,"d":"82,315"},"H"]
[95044941,"Установка повышения давления GRUNDFOS","Hydro MPC-S 6CR90-2-2 50Hz RUS",{"v":74038,"d":"74,038"},"H"]
[95044944,"Установка повышения давления GRUNDFOS","Hydro MPC-S 6CR90-3 50Hz RUS",{"v":95890,"d":"95,890"},"H"]
[95044943,"Установка повышения давления GRUNDFOS","Hydro MPC-S 6CR90-3-2 50Hz RUS",{"v":89633,"d":"89,633"},"H"]
[95044946,"Установка повышения давления GRUNDFOS","Hydro MPC-S 6CR90-4 50Hz RUS",{"v":99630,"d":"99,630"},"H"]
[95044945,"Установка повышения давления GRUNDFOS","Hydro MPC-S 6CR90-4-2 50Hz RUS",{"v":99630,"d":"99,630"},"H"]
[97521015,"Установка повышения давления GRUNDFOS","Hydro MPC-S 6CR90-5 3x400 50hz RUS",{"v":101658,"d":"101,658"},"H"]
[97521014,"Установка повышения давления GRUNDFOS","Hydro MPC-S 6CR90-5-2 3x400 50hz RUS",{"v":101658,"d":"101,658"},"H"]
[98486751,"Установка повышения давления GRUNDFOS","Hydro Multi-E 2 CME10-2 U2 A-A-A-A",{"v":7858,"d":"7,858"},"H"]
[98486809,"Установка повышения давления GRUNDFOS","Hydro Multi-E 2 CME10-3 U2 A-A-A-A",{"v":8447,"d":"8,447"},"H"]
[98494961,"Установка повышения давления GRUNDFOS","Hydro Multi-E 2 CME10-3 U2 A-A-C-A",{"v":7419,"d":"7,419"},"H"]
[98507199,"Установка повышения давления GRUNDFOS","Hydro Multi-E 2 CME15-1 U2 A-A-A-A",{"v":9680,"d":"9,680"},"H"]
[98507212,"Установка повышения давления GRUNDFOS","Hydro Multi-E 2 CME15-1 U2 A-A-C-A",{"v":8054,"d":"8,054"},"H"]
[98486810,"Установка повышения давления GRUNDFOS","Hydro Multi-E 2 CME15-2 U2 A-A-A-A",{"v":10259,"d":"10,259"},"H"]
[98494962,"Установка повышения давления GRUNDFOS","Hydro Multi-E 2 CME15-2 U2 A-A-C-A",{"v":8357,"d":"8,357"},"H"]
[98486861,"Установка повышения давления GRUNDFOS","Hydro Multi-E 2 CME15-3 U2 A-A-A-A",{"v":11402,"d":"11,402"},"H"]
[98494973,"Установка повышения давления GRUNDFOS","Hydro Multi-E 2 CME15-3 U2 A-A-C-A",{"v":9572,"d":"9,572"},"H"]
[98486648,"Установка повышения давления GRUNDFOS","Hydro Multi-E 2 CME3-5 U1 A-A-A-A",{"v":5612,"d":"5,612"},"H"]
[98494924,"Установка повышения давления GRUNDFOS","Hydro Multi-E 2 CME3-5 U2 A-A-C-A",{"v":5344,"d":"5,344"},"H"]
[98494939,"Установка повышения давления GRUNDFOS","Hydro Multi-E 2 CME5-4 U1 A-A-C-A",{"v":5631,"d":"5,631"},"H"]
[98486695,"Установка повышения давления GRUNDFOS","Hydro Multi-E 2 CME5-4 U2 A-A-A-A",{"v":6948,"d":"6,948"},"H"]
[98486750,"Установка повышения давления GRUNDFOS","Hydro Multi-E 2 CME5-6 U2 A-A-A-A",{"v":7209,"d":"7,209"},"H"]
[98494947,"Установка повышения давления GRUNDFOS","Hydro Multi-E 2 CME5-6 U2 A-A-C-A",{"v":5737,"d":"5,737"},"H"]
[98486787,"Установка повышения давления GRUNDFOS","Hydro Multi-E 2 CME5-8 U2 A-A-A-A",{"v":9029,"d":"9,029"},"H"]
[98486599,"Установка повышения давления GRUNDFOS","Hydro Multi-E 2 CRE10-1 U1 A-A-A-A",{"v":6856,"d":"6,856"},"H"]
[98486689,"Установка повышения давления GRUNDFOS","Hydro Multi-E 2 CRE10-2 U2 A-A-A-A",{"v":7946,"d":"7,946"},"H"]
[98486746,"Установка повышения давления GRUNDFOS","Hydro Multi-E 2 CRE10-3 U2 A-A-A-A",{"v":9360,"d":"9,360"},"H"]
[98486785,"Установка повышения давления GRUNDFOS","Hydro Multi-E 2 CRE10-5 U2 A-A-A-A",{"v":9836,"d":"9,836"},"H"]
[98486806,"Установка повышения давления GRUNDFOS","Hydro Multi-E 2 CRE10-6 U2 A-A-A-A",{"v":10930,"d":"10,930"},"H"]
[98486835,"Установка повышения давления GRUNDFOS","Hydro Multi-E 2 CRE10-9 U2 A-A-A-A",{"v":13021,"d":"13,021"},"H"]
[98486515,"Установка повышения давления GRUNDFOS","Hydro Multi-E 2 CRE1-4 U1 A-A-A-A",{"v":6309,"d":"6,309"},"H"]
[98486691,"Установка повышения давления GRUNDFOS","Hydro Multi-E 2 CRE15-1 U2 A-A-A-A",{"v":9313,"d":"9,313"},"H"]
[98486786,"Установка повышения давления GRUNDFOS","Hydro Multi-E 2 CRE15-2 U2 A-A-A-A",{"v":10981,"d":"10,981"},"H"]
[98486807,"Установка повышения давления GRUNDFOS","Hydro Multi-E 2 CRE15-3 U2 A-A-A-A",{"v":12224,"d":"12,224"},"H"]
[98486836,"Установка повышения давления GRUNDFOS","Hydro Multi-E 2 CRE15-4 U2 A-A-A-A",{"v":13621,"d":"13,621"},"H"]
[98486859,"Установка повышения давления GRUNDFOS","Hydro Multi-E 2 CRE15-5 U2 A-A-A-A",{"v":15295,"d":"15,295"},"H"]
[98486549,"Установка повышения давления GRUNDFOS","Hydro Multi-E 2 CRE1-6 U1 A-A-A-A",{"v":6391,"d":"6,391"},"H"]
[98486595,"Установка повышения давления GRUNDFOS","Hydro Multi-E 2 CRE1-9 U1 A-A-A-A",{"v":6756,"d":"6,756"},"H"]
[98486747,"Установка повышения давления GRUNDFOS","Hydro Multi-E 2 CRE20-1 U2 A-A-A-A",{"v":10226,"d":"10,226"},"H"]
[98486808,"Установка повышения давления GRUNDFOS","Hydro Multi-E 2 CRE20-2 U2 A-A-A-A",{"v":12224,"d":"12,224"},"H"]
[98486837,"Установка повышения давления GRUNDFOS","Hydro Multi-E 2 CRE20-3 U2 A-A-A-A",{"v":13663,"d":"13,663"},"H"]
[98486860,"Установка повышения давления GRUNDFOS","Hydro Multi-E 2 CRE20-4 U2 A-A-A-A",{"v":15295,"d":"15,295"},"H"]
[98486685,"Установка повышения давления GRUNDFOS","Hydro Multi-E 2 CRE3-11 U2 A-A-A-A",{"v":8104,"d":"8,104"},"H"]
[98486517,"Установка повышения давления GRUNDFOS","Hydro Multi-E 2 CRE3-2 U1 A-A-A-A",{"v":6388,"d":"6,388"},"H"]
[98486551,"Установка повышения давления GRUNDFOS","Hydro Multi-E 2 CRE3-4 U1 A-A-A-A",{"v":6520,"d":"6,520"},"H"]
[98486597,"Установка повышения давления GRUNDFOS","Hydro Multi-E 2 CRE3-5 U1 A-A-A-A",{"v":6723,"d":"6,723"},"H"]
[98486641,"Установка повышения давления GRUNDFOS","Hydro Multi-E 2 CRE3-8 U1 A-A-A-A",{"v":6894,"d":"6,894"},"H"]
[98486784,"Установка повышения давления GRUNDFOS","Hydro Multi-E 2 CRE5-12 U2 A-A-A-A",{"v":9548,"d":"9,548"},"H"]
[98486805,"Установка повышения давления GRUNDFOS","Hydro Multi-E 2 CRE5-16 U2 A-A-A-A",{"v":10676,"d":"10,676"},"H"]
[98486553,"Установка повышения давления GRUNDFOS","Hydro Multi-E 2 CRE5-2 U1 A-A-A-A",{"v":6486,"d":"6,486"},"H"]
[98486644,"Установка повышения давления GRUNDFOS","Hydro Multi-E 2 CRE5-4 U1 A-A-A-A",{"v":6823,"d":"6,823"},"H"]
[98486687,"Установка повышения давления GRUNDFOS","Hydro Multi-E 2 CRE5-5 U2 A-A-A-A",{"v":7722,"d":"7,722"},"H"]
[98486745,"Установка повышения давления GRUNDFOS","Hydro Multi-E 2 CRE5-9 U2 A-A-A-A",{"v":8943,"d":"8,943"},"H"]
[98486760,"Установка повышения давления GRUNDFOS","Hydro Multi-E 3 CME10-2 U2 A-A-A-A",{"v":11177,"d":"11,177"},"H"]
[98486815,"Установка повышения давления GRUNDFOS","Hydro Multi-E 3 CME10-3 U2 A-A-A-A",{"v":11994,"d":"11,994"},"H"]
[98494963,"Установка повышения давления GRUNDFOS","Hydro Multi-E 3 CME10-3 U2 A-A-C-A",{"v":10294,"d":"10,294"},"H"]
[98507200,"Установка повышения давления GRUNDFOS","Hydro Multi-E 3 CME15-1 U2 A-A-A-A",{"v":14455,"d":"14,455"},"H"]
[98507213,"Установка повышения давления GRUNDFOS","Hydro Multi-E 3 CME15-1 U2 A-A-C-A",{"v":11201,"d":"11,201"},"H"]
[98486816,"Установка повышения давления GRUNDFOS","Hydro Multi-E 3 CME15-2 U2 A-A-A-A",{"v":15259,"d":"15,259"},"H"]
[98494964,"Установка повышения давления GRUNDFOS","Hydro Multi-E 3 CME15-2 U2 A-A-C-A",{"v":11591,"d":"11,591"},"H"]
[98486865,"Установка повышения давления GRUNDFOS","Hydro Multi-E 3 CME15-3 U2 A-A-A-A",{"v":16992,"d":"16,992"},"H"]
[98494975,"Установка повышения давления GRUNDFOS","Hydro Multi-E 3 CME15-3 U2 A-A-C-A",{"v":13415,"d":"13,415"},"H"]
[98486658,"Установка повышения давления GRUNDFOS","Hydro Multi-E 3 CME3-5 U1 A-A-A-A",{"v":7748,"d":"7,748"},"H"]
[98494930,"Установка повышения давления GRUNDFOS","Hydro Multi-E 3 CME3-5 U2 A-A-C-A",{"v":7384,"d":"7,384"},"H"]
[98494941,"Установка повышения давления GRUNDFOS","Hydro Multi-E 3 CME5-4 U1 A-A-C-A",{"v":7991,"d":"7,991"},"H"]
[98486707,"Установка повышения давления GRUNDFOS","Hydro Multi-E 3 CME5-4 U2 A-A-A-A",{"v":8940,"d":"8,940"},"H"]
[98486759,"Установка повышения давления GRUNDFOS","Hydro Multi-E 3 CME5-6 U2 A-A-A-A",{"v":10064,"d":"10,064"},"H"]
[98494951,"Установка повышения давления GRUNDFOS","Hydro Multi-E 3 CME5-6 U2 A-A-C-A",{"v":8110,"d":"8,110"},"H"]
[98486791,"Установка повышения давления GRUNDFOS","Hydro Multi-E 3 CME5-8 U2 A-A-A-A",{"v":10481,"d":"10,481"},"H"]
[98486605,"Установка повышения давления GRUNDFOS","Hydro Multi-E 3 CRE10-1 U1 A-A-A-A",{"v":8897,"d":"8,897"},"H"]
[98486701,"Установка повышения давления GRUNDFOS","Hydro Multi-E 3 CRE10-2 U2 A-A-A-A",{"v":10560,"d":"10,560"},"H"]
[98486755,"Установка повышения давления GRUNDFOS","Hydro Multi-E 3 CRE10-3 U2 A-A-A-A",{"v":12375,"d":"12,375"},"H"]
[98486789,"Установка повышения давления GRUNDFOS","Hydro Multi-E 3 CRE10-5 U2 A-A-A-A",{"v":13587,"d":"13,587"},"H"]
[98486812,"Установка повышения давления GRUNDFOS","Hydro Multi-E 3 CRE10-6 U2 A-A-A-A",{"v":15610,"d":"15,610"},"H"]
[98486840,"Установка повышения давления GRUNDFOS","Hydro Multi-E 3 CRE10-9 U2 A-A-A-A",{"v":18092,"d":"18,092"},"H"]
[98486519,"Установка повышения давления GRUNDFOS","Hydro Multi-E 3 CRE1-4 U1 A-A-A-A",{"v":8549,"d":"8,549"},"H"]
[98486703,"Установка повышения давления GRUNDFOS","Hydro Multi-E 3 CRE15-1 U2 A-A-A-A",{"v":12467,"d":"12,467"},"H"]
[98486790,"Установка повышения давления GRUNDFOS","Hydro Multi-E 3 CRE15-2 U2 A-A-A-A",{"v":16835,"d":"16,835"},"H"]
[98486813,"Установка повышения давления GRUNDFOS","Hydro Multi-E 3 CRE15-3 U2 A-A-A-A",{"v":16497,"d":"16,497"},"H"]
[98486841,"Установка повышения давления GRUNDFOS","Hydro Multi-E 3 CRE15-4 U2 A-A-A-A",{"v":18951,"d":"18,951"},"H"]
[98486863,"Установка повышения давления GRUNDFOS","Hydro Multi-E 3 CRE15-5 U2 A-A-A-A",{"v":21463,"d":"21,463"},"H"]
[98486555,"Установка повышения давления GRUNDFOS","Hydro Multi-E 3 CRE1-6 U1 A-A-A-A",{"v":8654,"d":"8,654"},"H"]
[98486601,"Установка повышения давления GRUNDFOS","Hydro Multi-E 3 CRE1-9 U1 A-A-A-A",{"v":9104,"d":"9,104"},"H"]
[98486756,"Установка повышения давления GRUNDFOS","Hydro Multi-E 3 CRE20-1 U2 A-A-A-A",{"v":14389,"d":"14,389"},"H"]
[98486814,"Установка повышения давления GRUNDFOS","Hydro Multi-E 3 CRE20-2 U2 A-A-A-A",{"v":17187,"d":"17,187"},"H"]
[98486842,"Установка повышения давления GRUNDFOS","Hydro Multi-E 3 CRE20-3 U2 A-A-A-A",{"v":19392,"d":"19,392"},"H"]
[98486864,"Установка повышения давления GRUNDFOS","Hydro Multi-E 3 CRE20-4 U2 A-A-A-A",{"v":21507,"d":"21,507"},"H"]
[98486697,"Установка повышения давления GRUNDFOS","Hydro Multi-E 3 CRE3-11 U2 A-A-A-A",{"v":11012,"d":"11,012"},"H"]
[98486531,"Установка повышения давления GRUNDFOS","Hydro Multi-E 3 CRE3-2 U1 A-A-A-A",{"v":8373,"d":"8,373"},"H"]
[98486557,"Установка повышения давления GRUNDFOS","Hydro Multi-E 3 CRE3-4 U1 A-A-A-A",{"v":8656,"d":"8,656"},"H"]
[98486603,"Установка повышения давления GRUNDFOS","Hydro Multi-E 3 CRE3-5 U1 A-A-A-A",{"v":9054,"d":"9,054"},"H"]
[98486652,"Установка повышения давления GRUNDFOS","Hydro Multi-E 3 CRE3-8 U1 A-A-A-A",{"v":9246,"d":"9,246"},"H"]
[98486788,"Установка повышения давления GRUNDFOS","Hydro Multi-E 3 CRE5-12 U2 A-A-A-A",{"v":13178,"d":"13,178"},"H"]
[98486811,"Установка повышения давления GRUNDFOS","Hydro Multi-E 3 CRE5-16 U2 A-A-A-A",{"v":14870,"d":"14,870"},"H"]
[98486559,"Установка повышения давления GRUNDFOS","Hydro Multi-E 3 CRE5-2 U1 A-A-A-A",{"v":8992,"d":"8,992"},"H"]
[98486654,"Установка повышения давления GRUNDFOS","Hydro Multi-E 3 CRE5-4 U1 A-A-A-A",{"v":9312,"d":"9,312"},"H"]
[98486699,"Установка повышения давления GRUNDFOS","Hydro Multi-E 3 CRE5-5 U2 A-A-A-A",{"v":10472,"d":"10,472"},"H"]
[98486754,"Установка повышения давления GRUNDFOS","Hydro Multi-E 3 CRE5-9 U2 A-A-A-A",{"v":12600,"d":"12,600"},"H"]
[98486611,"Установка повышения давления GRUNDFOS","Hydro Multi-E 4 CRE10-1 U1 A-A-A-A",{"v":11436,"d":"11,436"},"H"]
[98486713,"Установка повышения давления GRUNDFOS","Hydro Multi-E 4 CRE10-2 U2 A-A-A-A",{"v":13734,"d":"13,734"},"H"]
[98486764,"Установка повышения давления GRUNDFOS","Hydro Multi-E 4 CRE10-3 U2 A-A-A-A",{"v":16265,"d":"16,265"},"H"]
[98486793,"Установка повышения давления GRUNDFOS","Hydro Multi-E 4 CRE10-5 U2 A-A-A-A",{"v":17953,"d":"17,953"},"H"]
[98486818,"Установка повышения давления GRUNDFOS","Hydro Multi-E 4 CRE10-6 U2 A-A-A-A",{"v":20756,"d":"20,756"},"H"]
[98486845,"Установка повышения давления GRUNDFOS","Hydro Multi-E 4 CRE10-9 U2 A-A-A-A",{"v":24216,"d":"24,216"},"H"]
[98486533,"Установка повышения давления GRUNDFOS","Hydro Multi-E 4 CRE1-4 U1 A-A-A-A",{"v":8934,"d":"8,934"},"H"]
[98486715,"Установка повышения давления GRUNDFOS","Hydro Multi-E 4 CRE15-1 U2 A-A-A-A",{"v":16465,"d":"16,465"},"H"]
[98486794,"Установка повышения давления GRUNDFOS","Hydro Multi-E 4 CRE15-2 U2 A-A-A-A",{"v":19934,"d":"19,934"},"H"]
[98486819,"Установка повышения давления GRUNDFOS","Hydro Multi-E 4 CRE15-3 U2 A-A-A-A",{"v":25469,"d":"25,469"},"H"]
[98486846,"Установка повышения давления GRUNDFOS","Hydro Multi-E 4 CRE15-4 U2 A-A-A-A",{"v":25469,"d":"25,469"},"H"]
[98486867,"Установка повышения давления GRUNDFOS","Hydro Multi-E 4 CRE15-5 U2 A-A-A-A",{"v":28952,"d":"28,952"},"H"]
[98486561,"Установка повышения давления GRUNDFOS","Hydro Multi-E 4 CRE1-6 U1 A-A-A-A",{"v":9316,"d":"9,316"},"H"]
[98486607,"Установка повышения давления GRUNDFOS","Hydro Multi-E 4 CRE1-9 U1 A-A-A-A",{"v":9969,"d":"9,969"},"H"]
[98486765,"Установка повышения давления GRUNDFOS","Hydro Multi-E 4 CRE20-1 U2 A-A-A-A",{"v":18365,"d":"18,365"},"H"]
[98486820,"Установка повышения давления GRUNDFOS","Hydro Multi-E 4 CRE20-2 U2 A-A-A-A",{"v":22520,"d":"22,520"},"H"]
[98486847,"Установка повышения давления GRUNDFOS","Hydro Multi-E 4 CRE20-3 U2 A-A-A-A",{"v":25514,"d":"25,514"},"H"]
[98486868,"Установка повышения давления GRUNDFOS","Hydro Multi-E 4 CRE20-4 U2 A-A-A-A",{"v":28952,"d":"28,952"},"H"]
[98486709,"Установка повышения давления GRUNDFOS","Hydro Multi-E 4 CRE3-11 U2 A-A-A-A",{"v":13115,"d":"13,115"},"H"]
[98486535,"Установка повышения давления GRUNDFOS","Hydro Multi-E 4 CRE3-2 U1 A-A-A-A",{"v":9056,"d":"9,056"},"H"]
[98486563,"Установка повышения давления GRUNDFOS","Hydro Multi-E 4 CRE3-4 U1 A-A-A-A",{"v":9433,"d":"9,433"},"H"]
[98486609,"Установка повышения давления GRUNDFOS","Hydro Multi-E 4 CRE3-5 U1 A-A-A-A",{"v":9963,"d":"9,963"},"H"]
[98486662,"Установка повышения давления GRUNDFOS","Hydro Multi-E 4 CRE3-8 U1 A-A-A-A",{"v":10733,"d":"10,733"},"H"]
[98486792,"Установка повышения давления GRUNDFOS","Hydro Multi-E 4 CRE5-12 U2 A-A-A-A",{"v":16559,"d":"16,559"},"H"]
[98486817,"Установка повышения давления GRUNDFOS","Hydro Multi-E 4 CRE5-16 U2 A-A-A-A",{"v":18968,"d":"18,968"},"H"]
[98486565,"Установка повышения давления GRUNDFOS","Hydro Multi-E 4 CRE5-2 U1 A-A-A-A",{"v":9611,"d":"9,611"},"H"]
[98486664,"Установка повышения давления GRUNDFOS","Hydro Multi-E 4 CRE5-4 U1 A-A-A-A",{"v":10471,"d":"10,471"},"H"]
[98486711,"Установка повышения давления GRUNDFOS","Hydro Multi-E 4 CRE5-5 U2 A-A-A-A",{"v":12728,"d":"12,728"},"H"]
[98486763,"Установка повышения давления GRUNDFOS","Hydro Multi-E 4 CRE5-9 U2 A-A-A-A",{"v":14890,"d":"14,890"},"H"]
[91047055,"Установка повышения давления GRUNDFOS","Hydro Multi-S /G 2CM3-4 1x230V 50Hz DOL",{"v":3369,"d":"3,369"},"H"]
[91047058,"Установка повышения давления GRUNDFOS","Hydro Multi-S /G 2CM3-4 3x400V 50Hz DOL",{"v":3559,"d":"3,559"},"H"]
[91047061,"Установка повышения давления GRUNDFOS","Hydro Multi-S /G 2CM3-6 1x230V 50Hz DOL",{"v":3449,"d":"3,449"},"H"]
[91047064,"Установка повышения давления GRUNDFOS","Hydro Multi-S /G 2CM3-6 3x400V 50Hz DOL",{"v":3606,"d":"3,606"},"H"]
[91047067,"Установка повышения давления GRUNDFOS","Hydro Multi-S /G 2CM3-8 1x230V 50Hz DOL",{"v":4690,"d":"4,690"},"H"]
[91047070,"Установка повышения давления GRUNDFOS","Hydro Multi-S /G 2CM3-8 3x400V 50Hz DOL",{"v":3742,"d":"3,742"},"H"]
[91047091,"Установка повышения давления GRUNDFOS","Hydro Multi-S /G 2CM5-4 1x230V 50Hz DOL",{"v":3527,"d":"3,527"},"H"]
[91047094,"Установка повышения давления GRUNDFOS","Hydro Multi-S /G 2CM5-4 3x400V 50Hz DOL",{"v":3712,"d":"3,712"},"H"]
[91047097,"Установка повышения давления GRUNDFOS","Hydro Multi-S /G 2CM5-7 1x230V 50Hz DOL",{"v":4159,"d":"4,159"},"H"]
[91047100,"Установка повышения давления GRUNDFOS","Hydro Multi-S /G 2CM5-7 3x400V 50Hz DOL",{"v":4255,"d":"4,255"},"H"]
[91047073,"Установка повышения давления GRUNDFOS","Hydro Multi-S /G 3CM3-4 1x230V 50Hz DOL",{"v":4528,"d":"4,528"},"H"]
[91047076,"Установка повышения давления GRUNDFOS","Hydro Multi-S /G 3CM3-4 3x400V 50Hz DOL",{"v":4909,"d":"4,909"},"H"]
[91047079,"Установка повышения давления GRUNDFOS","Hydro Multi-S /G 3CM3-6 1x230V 50Hz DOL",{"v":4647,"d":"4,647"},"H"]
[91047082,"Установка повышения давления GRUNDFOS","Hydro Multi-S /G 3CM3-6 3x400V 50Hz DOL",{"v":4979,"d":"4,979"},"H"]
[91047085,"Установка повышения давления GRUNDFOS","Hydro Multi-S /G 3CM3-8 1x230V 50Hz DOL",{"v":4830,"d":"4,830"},"H"]
[91047088,"Установка повышения давления GRUNDFOS","Hydro Multi-S /G 3CM3-8 3x400V 50Hz DOL",{"v":5183,"d":"5,183"},"H"]
[91047113,"Установка повышения давления GRUNDFOS","Hydro Multi-S /G 3CM5-7 1x230V 50Hz DOL",{"v":5751,"d":"5,751"},"H"]
[91047116,"Установка повышения давления GRUNDFOS","Hydro Multi-S /G 3CM5-7 3x400V 50Hz DOL",{"v":5933,"d":"5,933"},"H"]
[95922792,"Установка повышения давления GRUNDFOS","Hydro Multi-S P 2CR10-10 3X400/50 DL",{"v":8023,"d":"8,023"},"H"]
[95922888,"Установка повышения давления GRUNDFOS","Hydro Multi-S P 2CR10-4 3x400/50 DL",{"v":6435,"d":"6,435"},"H"]
[95922889,"Установка повышения давления GRUNDFOS","Hydro Multi-S P 2CR10-6 3x400/50 DL",{"v":6940,"d":"6,940"},"H"]
[95922890,"Установка повышения давления GRUNDFOS","Hydro Multi-S P 2CR10-8 3x400/50 DL",{"v":7408,"d":"7,408"},"H"]
[95922891,"Установка повышения давления GRUNDFOS","Hydro Multi-S P 2CR15-3 3x400/50 DL",{"v":7692,"d":"7,692"},"H"]
[95922892,"Установка повышения давления GRUNDFOS","Hydro Multi-S P 2CR15-5 3x400/50 DL",{"v":8337,"d":"8,337"},"H"]
[95922793,"Установка повышения давления GRUNDFOS","Hydro Multi-S P 2CR15-7 3X400/50 DL",{"v":8915,"d":"8,915"},"H"]
[95922931,"Установка повышения давления GRUNDFOS","Hydro Multi-S P 2CR3-10 1x230/50 DL",{"v":5390,"d":"5,390"},"H"]
[95922883,"Установка повышения давления GRUNDFOS","Hydro Multi-S P 2CR3-10 3x400/50 DL",{"v":5287,"d":"5,287"},"H"]
[95922932,"Установка повышения давления GRUNDFOS","Hydro Multi-S P 2CR3-12 1x230/50 DL",{"v":5555,"d":"5,555"},"H"]
[95922884,"Установка повышения давления GRUNDFOS","Hydro Multi-S P 2CR3-12 3x400/50 DL",{"v":5390,"d":"5,390"},"H"]
[95922933,"Установка повышения давления GRUNDFOS","Hydro Multi-S P 2CR3-15 1x230/50 DL",{"v":5691,"d":"5,691"},"H"]
[95922885,"Установка повышения давления GRUNDFOS","Hydro Multi-S P 2CR3-15 3x400/50 DL",{"v":5499,"d":"5,499"},"H"]
[95922930,"Установка повышения давления GRUNDFOS","Hydro Multi-S P 2CR3-7 1x230/50 DL",{"v":5199,"d":"5,199"},"H"]
[95922882,"Установка повышения давления GRUNDFOS","Hydro Multi-S P 2CR3-7 3x400/50 DL",{"v":5144,"d":"5,144"},"H"]
[95922887,"Установка повышения давления GRUNDFOS","Hydro Multi-S P 2CR5-10 3x400/50 DL",{"v":5945,"d":"5,945"},"H"]
[95922790,"Установка повышения давления GRUNDFOS","Hydro Multi-S P 2CR5-13 3X400/50 DL",{"v":6431,"d":"6,431"},"H"]
[95922791,"Установка повышения давления GRUNDFOS","Hydro Multi-S P 2CR5-15 3X400/50 DL",{"v":6505,"d":"6,505"},"H"]
[95922934,"Установка повышения давления GRUNDFOS","Hydro Multi-S P 2CR5-8 1x230/50 DL",{"v":5486,"d":"5,486"},"H"]
[95922886,"Установка повышения давления GRUNDFOS","Hydro Multi-S P 2CR5-8 3x400/50 DL",{"v":5430,"d":"5,430"},"H"]
[95922796,"Установка повышения давления GRUNDFOS","Hydro Multi-S P 3CR10-10 3X400/50 DL",{"v":10976,"d":"10,976"},"H"]
[95922923,"Установка повышения давления GRUNDFOS","Hydro Multi-S P 3CR10-4 3x400/50 DL",{"v":8590,"d":"8,590"},"H"]
[95922924,"Установка повышения давления GRUNDFOS","Hydro Multi-S P 3CR10-6 3x400/50 DL",{"v":9345,"d":"9,345"},"H"]
[95922925,"Установка повышения давления GRUNDFOS","Hydro Multi-S P 3CR10-8 3x400/50 DL",{"v":10050,"d":"10,050"},"H"]
[95922926,"Установка повышения давления GRUNDFOS","Hydro Multi-S P 3CR15-3 3x400/50 DL",{"v":10365,"d":"10,365"},"H"]
[95922927,"Установка повышения давления GRUNDFOS","Hydro Multi-S P 3CR15-5 3x400/50 DL",{"v":11333,"d":"11,333"},"H"]
[95922797,"Установка повышения давления GRUNDFOS","Hydro Multi-S P 3CR15-7 3X400/50 DL",{"v":12202,"d":"12,202"},"H"]
[95922936,"Установка повышения давления GRUNDFOS","Hydro Multi-S P 3CR3-10 1x230/50 DL",{"v":7101,"d":"7,101"},"H"]
[95922918,"Установка повышения давления GRUNDFOS","Hydro Multi-S P 3CR3-10 3x400/50 DL",{"v":6854,"d":"6,854"},"H"]
[95922937,"Установка повышения давления GRUNDFOS","Hydro Multi-S P 3CR3-12 1x230/50 DL",{"v":7265,"d":"7,265"},"H"]
[95922919,"Установка повышения давления GRUNDFOS","Hydro Multi-S P 3CR3-12 3x400/50 DL",{"v":7012,"d":"7,012"},"H"]
[95922938,"Установка повышения давления GRUNDFOS","Hydro Multi-S P 3CR3-15 1x230/50 DL",{"v":7430,"d":"7,430"},"H"]
[95922920,"Установка повышения давления GRUNDFOS","Hydro Multi-S P 3CR3-15 3x400/50 DL",{"v":7176,"d":"7,176"},"H"]
[95922935,"Установка повышения давления GRUNDFOS","Hydro Multi-S P 3CR3-7 1x230/50 DL",{"v":6895,"d":"6,895"},"H"]
[95922917,"Установка повышения давления GRUNDFOS","Hydro Multi-S P 3CR3-7 3x400/50 DL",{"v":6640,"d":"6,640"},"H"]
[95922922,"Установка повышения давления GRUNDFOS","Hydro Multi-S P 3CR5-10 3x400/50 DL",{"v":7936,"d":"7,936"},"H"]
[95922794,"Установка повышения давления GRUNDFOS","Hydro Multi-S P 3CR5-13 3X400/50 DL",{"v":8666,"d":"8,666"},"H"]
[95922795,"Установка повышения давления GRUNDFOS","Hydro Multi-S P 3CR5-15 3X400/50 DL",{"v":8774,"d":"8,774"},"H"]
[95922939,"Установка повышения давления GRUNDFOS","Hydro Multi-S P 3CR5-8 1x230/50 DL",{"v":7251,"d":"7,251"},"H"]
[95922921,"Установка повышения давления GRUNDFOS","Hydro Multi-S P 3CR5-8 3x400/50 DL",{"v":7007,"d":"7,007"},"H"]
[97923549,"Установка повышения давления GRUNDFOS","Hydro Multi-S/G 2 CMV3-5 1x220V 50Hz DOL",{"v":2353,"d":"2,353"},"H"]
[97923555,"Установка повышения давления GRUNDFOS","Hydro Multi-S/G 2 CMV3-5 3x400V 50Hz DOL",{"v":2552,"d":"2,552"},"H"]
[97923551,"Установка повышения давления GRUNDFOS","Hydro Multi-S/G 2 CMV3-6 1x220V 50Hz DOL",{"v":2412,"d":"2,412"},"H"]
[97923557,"Установка повышения давления GRUNDFOS","Hydro Multi-S/G 2 CMV3-6 3x400V 50Hz DOL",{"v":2570,"d":"2,570"},"H"]
[97923553,"Установка повышения давления GRUNDFOS","Hydro Multi-S/G 2 CMV3-7 1x220V 50Hz DOL",{"v":2444,"d":"2,444"},"H"]
[97923559,"Установка повышения давления GRUNDFOS","Hydro Multi-S/G 2 CMV3-7 3x400V 50Hz DOL",{"v":2636,"d":"2,636"},"H"]
[97923563,"Установка повышения давления GRUNDFOS","Hydro Multi-S/G 2 CMV5-5 1x220V 50Hz DOL",{"v":2410,"d":"2,410"},"H"]
[97923571,"Установка повышения давления GRUNDFOS","Hydro Multi-S/G 2 CMV5-5 3x400V 50Hz DOL",{"v":2688,"d":"2,688"},"H"]
[97923565,"Установка повышения давления GRUNDFOS","Hydro Multi-S/G 2 CMV5-6 1x220V 50Hz DOL",{"v":2814,"d":"2,814"},"H"]
[97923573,"Установка повышения давления GRUNDFOS","Hydro Multi-S/G 2 CMV5-6 3x400V 50Hz DOL",{"v":2706,"d":"2,706"},"H"]
[97923567,"Установка повышения давления GRUNDFOS","Hydro Multi-S/G 2 CMV5-7 1x220V 50Hz DOL",{"v":3831,"d":"3,831"},"H"]
[97923575,"Установка повышения давления GRUNDFOS","Hydro Multi-S/G 2 CMV5-7 3x400V 50Hz DOL",{"v":3073,"d":"3,073"},"H"]
[97923569,"Установка повышения давления GRUNDFOS","Hydro Multi-S/G 2 CMV5-9 1x220V 50Hz DOL",{"v":3061,"d":"3,061"},"H"]
[97923577,"Установка повышения давления GRUNDFOS","Hydro Multi-S/G 2 CMV5-9 3x400V 50Hz DOL",{"v":3266,"d":"3,266"},"H"]
[91047123,"Установка повышения давления GRUNDFOS","Hydro Multi-S/G 2CM10-3 1x230V 50Hz DOL",{"v":4657,"d":"4,657"},"H"]
[91047126,"Установка повышения давления GRUNDFOS","Hydro Multi-S/G 2CM10-3 3x400V 50Hz DOL",{"v":4698,"d":"4,698"},"H"]
[91047129,"Установка повышения давления GRUNDFOS","Hydro Multi-S/G 2CM10-4 3x400V 50Hz DOL",{"v":4892,"d":"4,892"},"H"]
[97923550,"Установка повышения давления GRUNDFOS","Hydro Multi-S/G 3 CMV3-5 1x220V 50Hz DOL",{"v":3426,"d":"3,426"},"H"]
[97923556,"Установка повышения давления GRUNDFOS","Hydro Multi-S/G 3 CMV3-5 3x400V 50Hz DOL",{"v":3825,"d":"3,825"},"H"]
[97923552,"Установка повышения давления GRUNDFOS","Hydro Multi-S/G 3 CMV3-6 1x220V 50Hz DOL",{"v":3519,"d":"3,519"},"H"]
[97923558,"Установка повышения давления GRUNDFOS","Hydro Multi-S/G 3 CMV3-6 3x400V 50Hz DOL",{"v":3853,"d":"3,853"},"H"]
[97923554,"Установка повышения давления GRUNDFOS","Hydro Multi-S/G 3 CMV3-7 1x220V 50Hz DOL",{"v":3570,"d":"3,570"},"H"]
[97923560,"Установка повышения давления GRUNDFOS","Hydro Multi-S/G 3 CMV3-7 3x400V 50Hz DOL",{"v":3957,"d":"3,957"},"H"]
[97923566,"Установка повышения давления GRUNDFOS","Hydro Multi-S/G 3 CMV5-6 1x220V 50Hz DOL",{"v":4165,"d":"4,165"},"H"]
[97923574,"Установка повышения давления GRUNDFOS","Hydro Multi-S/G 3 CMV5-6 3x400V 50Hz DOL",{"v":4070,"d":"4,070"},"H"]
[97923568,"Установка повышения давления GRUNDFOS","Hydro Multi-S/G 3 CMV5-7 1x220V 50Hz DOL",{"v":4193,"d":"4,193"},"H"]
[97923576,"Установка повышения давления GRUNDFOS","Hydro Multi-S/G 3 CMV5-7 3x400V 50Hz DOL",{"v":4660,"d":"4,660"},"H"]
[97923570,"Установка повышения давления GRUNDFOS","Hydro Multi-S/G 3 CMV5-9 1x220V 50Hz DOL",{"v":4561,"d":"4,561"},"H"]
[97923578,"Установка повышения давления GRUNDFOS","Hydro Multi-S/G 3 CMV5-9 3x400V 50Hz DOL",{"v":4970,"d":"4,970"},"H"]
[91047134,"Установка повышения давления GRUNDFOS","Hydro Multi-S/G 3CM10-3 1x230V 50Hz DOL",{"v":6466,"d":"6,466"},"H"]
[91047137,"Установка повышения давления GRUNDFOS","Hydro Multi-S/G 3CM10-3 3x400V 50Hz DOL",{"v":6564,"d":"6,564"},"H"]
[91047140,"Установка повышения давления GRUNDFOS","Hydro Multi-S/G 3CM10-4 3x400V 50Hz DOL",{"v":6857,"d":"6,857"},"H"]
[97923519,"Установка повышения давления GRUNDFOS","Hydro Multi-S/P 2 CMV3-5 1x220V 50Hz DOL",{"v":2406,"d":"2,406"},"H"]
[97923525,"Установка повышения давления GRUNDFOS","Hydro Multi-S/P 2 CMV3-5 3x400V 50Hz DOL",{"v":2599,"d":"2,599"},"H"]
[97923521,"Установка повышения давления GRUNDFOS","Hydro Multi-S/P 2 CMV3-6 1x220V 50Hz DOL",{"v":2461,"d":"2,461"},"H"]
[97923527,"Установка повышения давления GRUNDFOS","Hydro Multi-S/P 2 CMV3-6 3x400V 50Hz DOL",{"v":2615,"d":"2,615"},"H"]
[97923523,"Установка повышения давления GRUNDFOS","Hydro Multi-S/P 2 CMV3-7 1x220V 50Hz DOL",{"v":2493,"d":"2,493"},"H"]
[97923529,"Установка повышения давления GRUNDFOS","Hydro Multi-S/P 2 CMV3-7 3x400V 50Hz DOL",{"v":2678,"d":"2,678"},"H"]
[97923533,"Установка повышения давления GRUNDFOS","Hydro Multi-S/P 2 CMV5-5 1x220V 50Hz DOL",{"v":2459,"d":"2,459"},"H"]
[97923541,"Установка повышения давления GRUNDFOS","Hydro Multi-S/P 2 CMV5-5 3x400V 50Hz DOL",{"v":2729,"d":"2,729"},"H"]
[97923535,"Установка повышения давления GRUNDFOS","Hydro Multi-S/P 2 CMV5-6 1x220V 50Hz DOL",{"v":2850,"d":"2,850"},"H"]
[97923543,"Установка повышения давления GRUNDFOS","Hydro Multi-S/P 2 CMV5-6 3x400V 50Hz DOL",{"v":2746,"d":"2,746"},"H"]
[97923537,"Установка повышения давления GRUNDFOS","Hydro Multi-S/P 2 CMV5-7 1x220V 50Hz DOL",{"v":2867,"d":"2,867"},"H"]
[97923545,"Установка повышения давления GRUNDFOS","Hydro Multi-S/P 2 CMV5-7 3x400V 50Hz DOL",{"v":3101,"d":"3,101"},"H"]
[97923539,"Установка повышения давления GRUNDFOS","Hydro Multi-S/P 2 CMV5-9 1x220V 50Hz DOL",{"v":3089,"d":"3,089"},"H"]
[97923547,"Установка повышения давления GRUNDFOS","Hydro Multi-S/P 2 CMV5-9 3x400V 50Hz DOL",{"v":3288,"d":"3,288"},"H"]
[97923520,"Установка повышения давления GRUNDFOS","Hydro Multi-S/P 3 CMV3-5 1x220V 50Hz DOL",{"v":3505,"d":"3,505"},"H"]
[97923526,"Установка повышения давления GRUNDFOS","Hydro Multi-S/P 3 CMV3-5 3x400V 50Hz DOL",{"v":3891,"d":"3,891"},"H"]
[97923522,"Установка повышения давления GRUNDFOS","Hydro Multi-S/P 3 CMV3-6 1x220V 50Hz DOL",{"v":3596,"d":"3,596"},"H"]
[97923528,"Установка повышения давления GRUNDFOS","Hydro Multi-S/P 3 CMV3-6 3x400V 50Hz DOL",{"v":3918,"d":"3,918"},"H"]
[97923524,"Установка повышения давления GRUNDFOS","Hydro Multi-S/P 3 CMV3-7 1x220V 50Hz DOL",{"v":3645,"d":"3,645"},"H"]
[97923530,"Установка повышения давления GRUNDFOS","Hydro Multi-S/P 3 CMV3-7 3x400V 50Hz DOL",{"v":4019,"d":"4,019"},"H"]
[97923536,"Установка повышения давления GRUNDFOS","Hydro Multi-S/P 3 CMV5-6 1x220V 50Hz DOL",{"v":4220,"d":"4,220"},"H"]
[97923544,"Установка повышения давления GRUNDFOS","Hydro Multi-S/P 3 CMV5-6 3x400V 50Hz DOL",{"v":4128,"d":"4,128"},"H"]
[97923538,"Установка повышения давления GRUNDFOS","Hydro Multi-S/P 3 CMV5-7 1x220V 50Hz DOL",{"v":4246,"d":"4,246"},"H"]
[97923546,"Установка повышения давления GRUNDFOS","Hydro Multi-S/P 3 CMV5-7 3x400V 50Hz DOL",{"v":4698,"d":"4,698"},"H"]
[97923540,"Установка повышения давления GRUNDFOS","Hydro Multi-S/P 3 CMV5-9 1x220V 50Hz DOL",{"v":4602,"d":"4,602"},"H"]
[97923548,"Установка повышения давления GRUNDFOS","Hydro Multi-S/P 3 CMV5-9 3x400V 50Hz DOL",{"v":4997,"d":"4,997"},"H"]
[98060319,"Установка повышения давления GRUNDFOS","Hydro MX D001 2 CR15-4",{"v":15797,"d":"15,797"},"H"]
[98060320,"Установка повышения давления GRUNDFOS","Hydro MX D001 2 CR15-5",{"v":15848,"d":"15,848"},"H"]
[98060329,"Установка повышения давления GRUNDFOS","Hydro MX D001 2 CR32-2",{"v":18434,"d":"18,434"},"H"]
[98060330,"Установка повышения давления GRUNDFOS","Hydro MX D001 2 CR32-2-2",{"v":18097,"d":"18,097"},"H"]
[98060331,"Установка повышения давления GRUNDFOS","Hydro MX D001 2 CR32-3",{"v":20126,"d":"20,126"},"H"]
[98060332,"Установка повышения давления GRUNDFOS","Hydro MX D001 2 CR32-4",{"v":21168,"d":"21,168"},"H"]
[98060333,"Установка повышения давления GRUNDFOS","Hydro MX D001 2 CR32-5",{"v":23436,"d":"23,436"},"H"]
[98060334,"Установка повышения давления GRUNDFOS","Hydro MX D001 2 CR32-6-2",{"v":23876,"d":"23,876"},"H"]
[98060335,"Установка повышения давления GRUNDFOS","Hydro MX D001 2 CR32-7",{"v":26454,"d":"26,454"},"H"]
[98060336,"Установка повышения давления GRUNDFOS","Hydro MX D001 2 CR45-1",{"v":21314,"d":"21,314"},"H"]
[98060337,"Установка повышения давления GRUNDFOS","Hydro MX D001 2 CR45-2",{"v":23420,"d":"23,420"},"H"]
[98060338,"Установка повышения давления GRUNDFOS","Hydro MX D001 2 CR45-2-2",{"v":22943,"d":"22,943"},"H"]
[98060339,"Установка повышения давления GRUNDFOS","Hydro MX D001 2 CR45-3",{"v":26014,"d":"26,014"},"H"]
[98060340,"Установка повышения давления GRUNDFOS","Hydro MX D001 2 CR45-4",{"v":28590,"d":"28,590"},"H"]
[98060341,"Установка повышения давления GRUNDFOS","Hydro MX D001 2 CR45-5",{"v":30211,"d":"30,211"},"H"]
[98060342,"Установка повышения давления GRUNDFOS","Hydro MX D001 2 CR64-1",{"v":23770,"d":"23,770"},"H"]
[98060343,"Установка повышения давления GRUNDFOS","Hydro MX D001 2 CR64-2",{"v":26709,"d":"26,709"},"H"]
[98060344,"Установка повышения давления GRUNDFOS","Hydro MX D001 2 CR64-2-2",{"v":24781,"d":"24,781"},"H"]
[98060345,"Установка повышения давления GRUNDFOS","Hydro MX D001 2 CR64-3",{"v":30634,"d":"30,634"},"H"]
[98060346,"Установка повышения давления GRUNDFOS","Hydro MX D001 2 CR64-3-1",{"v":28953,"d":"28,953"},"H"]
[98060347,"Установка повышения давления GRUNDFOS","Hydro MX D001 2 CR64-4",{"v":34977,"d":"34,977"},"H"]
[98060348,"Установка повышения давления GRUNDFOS","Hydro MX D001 2 CR64-4-2",{"v":31168,"d":"31,168"},"H"]
[98060349,"Установка повышения давления GRUNDFOS","Hydro MX D001 2 CR64-5-1",{"v":39624,"d":"39,624"},"H"]
[98060350,"Установка повышения давления GRUNDFOS","Hydro MX D001 2 CR64-6-2",{"v":39624,"d":"39,624"},"H"]
[98060351,"Установка повышения давления GRUNDFOS","Hydro MX D001 2 CR90-1",{"v":25085,"d":"25,085"},"H"]
[98060352,"Установка повышения давления GRUNDFOS","Hydro MX D001 2 CR90-2",{"v":29185,"d":"29,185"},"H"]
[98060353,"Установка повышения давления GRUNDFOS","Hydro MX D001 2 CR90-2-2",{"v":27070,"d":"27,070"},"H"]
[98060354,"Установка повышения давления GRUNDFOS","Hydro MX D001 2 CR90-3",{"v":34872,"d":"34,872"},"H"]
[98060355,"Установка повышения давления GRUNDFOS","Hydro MX D001 2 CR90-3-2",{"v":31065,"d":"31,065"},"H"]
[98060356,"Установка повышения давления GRUNDFOS","Hydro MX D001 2 CR90-4",{"v":37967,"d":"37,967"},"H"]
[98060357,"Установка повышения давления GRUNDFOS","Hydro MX D001 2 CR90-4-2",{"v":37967,"d":"37,967"},"H"]
[98060315,"Установка повышения давления GRUNDFOS","Hydro MX D001 2CR10-12",{"v":15651,"d":"15,651"},"H"]
[98060316,"Установка повышения давления GRUNDFOS","Hydro MX D001 2CR10-14",{"v":16769,"d":"16,769"},"H"]
[98060311,"Установка повышения давления GRUNDFOS","Hydro MX D001 2CR10-3",{"v":13300,"d":"13,300"},"H"]
[98060312,"Установка повышения давления GRUNDFOS","Hydro MX D001 2CR10-4",{"v":14167,"d":"14,167"},"H"]
[98060313,"Установка повышения давления GRUNDFOS","Hydro MX D001 2CR10-6",{"v":14121,"d":"14,121"},"H"]
[98060314,"Установка повышения давления GRUNDFOS","Hydro MX D001 2CR10-9",{"v":14824,"d":"14,824"},"H"]
[98060323,"Установка повышения давления GRUNDFOS","Hydro MX D001 2CR15-10",{"v":20263,"d":"20,263"},"H"]
[98060317,"Установка повышения давления GRUNDFOS","Hydro MX D001 2CR15-2",{"v":14843,"d":"14,843"},"H"]
[98060318,"Установка повышения давления GRUNDFOS","Hydro MX D001 2CR15-3",{"v":15220,"d":"15,220"},"H"]
[98060321,"Установка повышения давления GRUNDFOS","Hydro MX D001 2CR15-7",{"v":17540,"d":"17,540"},"H"]
[98060322,"Установка повышения давления GRUNDFOS","Hydro MX D001 2CR15-9",{"v":18318,"d":"18,318"},"H"]
[98060328,"Установка повышения давления GRUNDFOS","Hydro MX D001 2CR20-10",{"v":20322,"d":"20,322"},"H"]
[98060324,"Установка повышения давления GRUNDFOS","Hydro MX D001 2CR20-2",{"v":14854,"d":"14,854"},"H"]
[98060325,"Установка повышения давления GRUNDFOS","Hydro MX D001 2CR20-3",{"v":15576,"d":"15,576"},"H"]
[98060326,"Установка повышения давления GRUNDFOS","Hydro MX D001 2CR20-5",{"v":17238,"d":"17,238"},"H"]
[98060327,"Установка повышения давления GRUNDFOS","Hydro MX D001 2CR20-7",{"v":18062,"d":"18,062"},"H"]
[97783325,"Установка повышения давления GRUNDFOS","Hydro MX D001 2NB80-160/151 15kW 3x400V",{"v":23177,"d":"23,177"},"H"]
[97783338,"Установка повышения давления GRUNDFOS","Hydro MX D001 2NB80-160/161 18,5kW 3x400",{"v":23233,"d":"23,233"},"H"]
[97783328,"Установка повышения давления GRUNDFOS","Hydro MX D001 2NB80-160/167 22kW 3x400V",{"v":24153,"d":"24,153"},"H"]
[97783329,"Установка повышения давления GRUNDFOS","Hydro MX D001 2NB80-160/177 30kW 3x400V",{"v":27144,"d":"27,144"},"H"]
[97783327,"Установка повышения давления GRUNDFOS","Hydro MX D001 2NB80-200/171 22kW 3x400V",{"v":24385,"d":"24,385"},"H"]
[97783330,"Установка повышения давления GRUNDFOS","Hydro MX D001 2NB80-200/188 30kW 3x400V",{"v":27274,"d":"27,274"},"H"]
[97783331,"Установка повышения давления GRUNDFOS","Hydro MX D001 2NB80-200/200 37kW 3x400V",{"v":30354,"d":"30,354"},"H"]
[97783332,"Установка повышения давления GRUNDFOS","Hydro MX D001 2NB80-200/211 45kW 3x400V",{"v":33806,"d":"33,806"},"H"]
[97783334,"Установка повышения давления GRUNDFOS","Hydro MX D001 2NB80-200/222 55kW 3x400V",{"v":39728,"d":"39,728"},"H"]
[97783333,"Установка повышения давления GRUNDFOS","Hydro MX D001 2NB80-250/220 45kW 3x400V",{"v":33858,"d":"33,858"},"H"]
[97783335,"Установка повышения давления GRUNDFOS","Hydro MX D001 2NB80-250/234 55kW 3x400V",{"v":39782,"d":"39,782"},"H"]
[98060358,"Установка повышения давления GRUNDFOS","Hydro MX D001 2XLCR120-1",{"v":35712,"d":"35,712"},"H"]
[98060360,"Установка повышения давления GRUNDFOS","Hydro MX D001 2XLCR120-2",{"v":43142,"d":"43,142"},"H"]
[98060359,"Установка повышения давления GRUNDFOS","Hydro MX D001 2XLCR120-2-1",{"v":40796,"d":"40,796"},"H"]
[98060361,"Установка повышения давления GRUNDFOS","Hydro MX D001 2XLCR120-3",{"v":46366,"d":"46,366"},"H"]
[98060362,"Установка повышения давления GRUNDFOS","Hydro MX D001 2XLCR120-4-1",{"v":52247,"d":"52,247"},"H"]
[98060363,"Установка повышения давления GRUNDFOS","Hydro MX D001 2XLCR120-5-1",{"v":58047,"d":"58,047"},"H"]
[98060365,"Установка повышения давления GRUNDFOS","Hydro MX D001 2XLCR150-1",{"v":38371,"d":"38,371"},"H"]
[98060364,"Установка повышения давления GRUNDFOS","Hydro MX D001 2XLCR150-1-1",{"v":35764,"d":"35,764"},"H"]
[98060366,"Установка повышения давления GRUNDFOS","Hydro MX D001 2XLCR150-2-1",{"v":43142,"d":"43,142"},"H"]
[98060368,"Установка повышения давления GRUNDFOS","Hydro MX D001 2XLCR150-3",{"v":51628,"d":"51,628"},"H"]
[98060367,"Установка повышения давления GRUNDFOS","Hydro MX D001 2XLCR150-3-2",{"v":46366,"d":"46,366"},"H"]
[98060369,"Установка повышения давления GRUNDFOS","Hydro MX D001 2XLCR150-4-1",{"v":57430,"d":"57,430"},"H"]
[98060370,"Установка повышения давления GRUNDFOS","Hydro MX D001 2XLCR150-5-2",{"v":68230,"d":"68,230"},"H"]
[98060379,"Установка повышения давления GRUNDFOS","Hydro MX S001 2 CR15-4",{"v":16236,"d":"16,236"},"H"]
[98060380,"Установка повышения давления GRUNDFOS","Hydro MX S001 2 CR15-5",{"v":16317,"d":"16,317"},"H"]
[98060389,"Установка повышения давления GRUNDFOS","Hydro MX S001 2 CR32-2",{"v":18905,"d":"18,905"},"H"]
[98060390,"Установка повышения давления GRUNDFOS","Hydro MX S001 2 CR32-2-2",{"v":18563,"d":"18,563"},"H"]
[98060391,"Установка повышения давления GRUNDFOS","Hydro MX S001 2 CR32-3",{"v":20982,"d":"20,982"},"H"]
[98060392,"Установка повышения давления GRUNDFOS","Hydro MX S001 2 CR32-4",{"v":22019,"d":"22,019"},"H"]
[98060393,"Установка повышения давления GRUNDFOS","Hydro MX S001 2 CR32-5",{"v":24237,"d":"24,237"},"H"]
[98060394,"Установка повышения давления GRUNDFOS","Hydro MX S001 2 CR32-6-2",{"v":24681,"d":"24,681"},"H"]
[98060395,"Установка повышения давления GRUNDFOS","Hydro MX S001 2 CR32-7",{"v":26858,"d":"26,858"},"H"]
[98060396,"Установка повышения давления GRUNDFOS","Hydro MX S001 2 CR45-1",{"v":21777,"d":"21,777"},"H"]
[98060397,"Установка повышения давления GRUNDFOS","Hydro MX S001 2 CR45-2",{"v":24261,"d":"24,261"},"H"]
[98060398,"Установка повышения давления GRUNDFOS","Hydro MX S001 2 CR45-2-2",{"v":23781,"d":"23,781"},"H"]
[98060399,"Установка повышения давления GRUNDFOS","Hydro MX S001 2 CR45-3",{"v":26806,"d":"26,806"},"H"]
[98060400,"Установка повышения давления GRUNDFOS","Hydro MX S001 2 CR45-4",{"v":28988,"d":"28,988"},"H"]
[98060401,"Установка повышения давления GRUNDFOS","Hydro MX S001 2 CR45-5",{"v":30607,"d":"30,607"},"H"]
[98060402,"Установка повышения давления GRUNDFOS","Hydro MX S001 2 CR64-1",{"v":24611,"d":"24,611"},"H"]
[98060403,"Установка повышения давления GRUNDFOS","Hydro MX S001 2 CR64-2",{"v":27501,"d":"27,501"},"H"]
[98060404,"Установка повышения давления GRUNDFOS","Hydro MX S001 2 CR64-2-2",{"v":25621,"d":"25,621"},"H"]
[98060405,"Установка повышения давления GRUNDFOS","Hydro MX S001 2 CR64-3",{"v":31028,"d":"31,028"},"H"]
[98060406,"Установка повышения давления GRUNDFOS","Hydro MX S001 2 CR64-3-1",{"v":29355,"d":"29,355"},"H"]
[98060407,"Установка повышения давления GRUNDFOS","Hydro MX S001 2 CR64-4",{"v":35349,"d":"35,349"},"H"]
[98060408,"Установка повышения давления GRUNDFOS","Hydro MX S001 2 CR64-4-2",{"v":31561,"d":"31,561"},"H"]
[98060409,"Установка повышения давления GRUNDFOS","Hydro MX S001 2 CR64-5-1",{"v":40235,"d":"40,235"},"H"]
[98060410,"Установка повышения давления GRUNDFOS","Hydro MX S001 2 CR64-6-2",{"v":40540,"d":"40,540"},"H"]
[98060411,"Установка повышения давления GRUNDFOS","Hydro MX S001 2 CR90-1",{"v":25928,"d":"25,928"},"H"]
[98060412,"Установка повышения давления GRUNDFOS","Hydro MX S001 2 CR90-2",{"v":29584,"d":"29,584"},"H"]
[98060413,"Установка повышения давления GRUNDFOS","Hydro MX S001 2 CR90-2-2",{"v":27865,"d":"27,865"},"H"]
[98060414,"Установка повышения давления GRUNDFOS","Hydro MX S001 2 CR90-3",{"v":35246,"d":"35,246"},"H"]
[98060415,"Установка повышения давления GRUNDFOS","Hydro MX S001 2 CR90-3-2",{"v":31459,"d":"31,459"},"H"]
[98060416,"Установка повышения давления GRUNDFOS","Hydro MX S001 2 CR90-4",{"v":39012,"d":"39,012"},"H"]
[98060417,"Установка повышения давления GRUNDFOS","Hydro MX S001 2 CR90-4-2",{"v":39012,"d":"39,012"},"H"]
[98060375,"Установка повышения давления GRUNDFOS","Hydro MX S001 2CR10-12",{"v":16168,"d":"16,168"},"H"]
[98060376,"Установка повышения давления GRUNDFOS","Hydro MX S001 2CR10-14",{"v":17491,"d":"17,491"},"H"]
[98060371,"Установка повышения давления GRUNDFOS","Hydro MX S001 2CR10-3",{"v":13900,"d":"13,900"},"H"]
[98060372,"Установка повышения давления GRUNDFOS","Hydro MX S001 2CR10-4",{"v":14127,"d":"14,127"},"H"]
[98060373,"Установка повышения давления GRUNDFOS","Hydro MX S001 2CR10-6",{"v":14609,"d":"14,609"},"H"]
[98060374,"Установка повышения давления GRUNDFOS","Hydro MX S001 2CR10-9",{"v":15441,"d":"15,441"},"H"]
[98060383,"Установка повышения давления GRUNDFOS","Hydro MX S001 2CR15-10",{"v":21063,"d":"21,063"},"H"]
[98060377,"Установка повышения давления GRUNDFOS","Hydro MX S001 2CR15-2",{"v":15274,"d":"15,274"},"H"]
[98060378,"Установка повышения давления GRUNDFOS","Hydro MX S001 2CR15-3",{"v":15689,"d":"15,689"},"H"]
[98060381,"Установка повышения давления GRUNDFOS","Hydro MX S001 2CR15-7",{"v":18388,"d":"18,388"},"H"]
[98060382,"Установка повышения давления GRUNDFOS","Hydro MX S001 2CR15-9",{"v":19169,"d":"19,169"},"H"]
[98060388,"Установка повышения давления GRUNDFOS","Hydro MX S001 2CR20-10",{"v":21122,"d":"21,122"},"H"]
[98060384,"Установка повышения давления GRUNDFOS","Hydro MX S001 2CR20-2",{"v":15288,"d":"15,288"},"H"]
[98060385,"Установка повышения давления GRUNDFOS","Hydro MX S001 2CR20-3",{"v":16047,"d":"16,047"},"H"]
[98060386,"Установка повышения давления GRUNDFOS","Hydro MX S001 2CR20-5",{"v":18086,"d":"18,086"},"H"]
[98060387,"Установка повышения давления GRUNDFOS","Hydro MX S001 2CR20-7",{"v":18911,"d":"18,911"},"H"]
[97782814,"Установка повышения давления GRUNDFOS","Hydro MX S001 2NB80-160/151 15kW 3x400V",{"v":26431,"d":"26,431"},"H"]
[97783337,"Установка повышения давления GRUNDFOS","Hydro MX S001 2NB80-160/161 18,5kW 3x400",{"v":26390,"d":"26,390"},"H"]
[97782817,"Установка повышения давления GRUNDFOS","Hydro MX S001 2NB80-160/167 22kW 3x400V",{"v":27684,"d":"27,684"},"H"]
[97782818,"Установка повышения давления GRUNDFOS","Hydro MX S001 2NB80-160/177 30kW 3x400V",{"v":30835,"d":"30,835"},"H"]
[97782816,"Установка повышения давления GRUNDFOS","Hydro MX S001 2NB80-200/171 22kW 3x400V",{"v":27459,"d":"27,459"},"H"]
[97782819,"Установка повышения давления GRUNDFOS","Hydro MX S001 2NB80-200/188 30kW 3x400V",{"v":31443,"d":"31,443"},"H"]
[97782820,"Установка повышения давления GRUNDFOS","Hydro MX S001 2NB80-200/200 37kW 3x400V",{"v":34572,"d":"34,572"},"H"]
[97783321,"Установка повышения давления GRUNDFOS","Hydro MX S001 2NB80-200/211 45kW 3x400V",{"v":38571,"d":"38,571"},"H"]
[97783323,"Установка повышения давления GRUNDFOS","Hydro MX S001 2NB80-200/222 55kW 3x400V",{"v":45638,"d":"45,638"},"H"]
[97783322,"Установка повышения давления GRUNDFOS","Hydro MX S001 2NB80-250/220 45kW 3x400V",{"v":38383,"d":"38,383"},"H"]
[97783324,"Установка повышения давления GRUNDFOS","Hydro MX S001 2NB80-250/234 55kW 3x400V",{"v":45697,"d":"45,697"},"H"]
[98060418,"Установка повышения давления GRUNDFOS","Hydro MX S001 2XLCR120-1",{"v":36865,"d":"36,865"},"H"]
[98060420,"Установка повышения давления GRUNDFOS","Hydro MX S001 2XLCR120-2",{"v":43799,"d":"43,799"},"H"]
[98060419,"Установка повышения давления GRUNDFOS","Hydro MX S001 2XLCR120-2-1",{"v":41539,"d":"41,539"},"H"]
[98060421,"Установка повышения давления GRUNDFOS","Hydro MX S001 2XLCR120-3",{"v":47412,"d":"47,412"},"H"]
[98060422,"Установка повышения давления GRUNDFOS","Hydro MX S001 2XLCR120-4-1",{"v":53379,"d":"53,379"},"H"]
[98060423,"Установка повышения давления GRUNDFOS","Hydro MX S001 2XLCR120-5-1",{"v":59750,"d":"59,750"},"H"]
[98060425,"Установка повышения давления GRUNDFOS","Hydro MX S001 2XLCR150-1",{"v":38985,"d":"38,985"},"H"]
[98060424,"Установка повышения давления GRUNDFOS","Hydro MX S001 2XLCR150-1-1",{"v":36914,"d":"36,914"},"H"]
[98060426,"Установка повышения давления GRUNDFOS","Hydro MX S001 2XLCR150-2-1",{"v":43799,"d":"43,799"},"H"]
[98060428,"Установка повышения давления GRUNDFOS","Hydro MX S001 2XLCR150-3",{"v":52762,"d":"52,762"},"H"]
[98060427,"Установка повышения давления GRUNDFOS","Hydro MX S001 2XLCR150-3-2",{"v":47412,"d":"47,412"},"H"]
[98060429,"Установка повышения давления GRUNDFOS","Hydro MX S001 2XLCR150-4-1",{"v":59133,"d":"59,133"},"H"]
[98060430,"Установка повышения давления GRUNDFOS","Hydro MX S001 2XLCR150-5-2",{"v":68437,"d":"68,437"},"H"]
[98453519,"Установка повышения давления GRUNDFOS","Hydro Solo E CRE 10-1 1x200-240V",{"v":3360,"d":"3,360"},"H"]
[98453520,"Установка повышения давления GRUNDFOS","Hydro Solo E CRE 10-3 3x400V",{"v":4935,"d":"4,935"},"H"]
[98453521,"Установка повышения давления GRUNDFOS","Hydro Solo E CRE 10-5 3x400V",{"v":5985,"d":"5,985"},"H"]
[98453507,"Установка повышения давления GRUNDFOS","Hydro Solo E CRE 1-13 1x200-240V",{"v":3990,"d":"3,990"},"H"]
[98453508,"Установка повышения давления GRUNDFOS","Hydro Solo E CRE 1-17 1x200-240V",{"v":4620,"d":"4,620"},"H"]
[98453506,"Установка повышения давления GRUNDFOS","Hydro Solo E CRE 1-4 1x200-240V",{"v":3150,"d":"3,150"},"H"]
[98453524,"Установка повышения давления GRUNDFOS","Hydro Solo E CRE 15-2 3x400V",{"v":4147,"d":"4,147"},"H"]
[98453523,"Установка повышения давления GRUNDFOS","Hydro Solo E CRE 15-3 3x400V",{"v":4755,"d":"4,755"},"H"]
[98453525,"Установка повышения давления GRUNDFOS","Hydro Solo E CRE 15-4 3x400V",{"v":5443,"d":"5,443"},"H"]
[98453546,"Установка повышения давления GRUNDFOS","Hydro Solo E CRE 1-9 1x200-240V",{"v":3570,"d":"3,570"},"H"]
[98453526,"Установка повышения давления GRUNDFOS","Hydro Solo E CRE 20-2 3x400V",{"v":4755,"d":"4,755"},"H"]
[98453541,"Установка повышения давления GRUNDFOS","Hydro Solo E CRE 20-3 3x400V",{"v":7770,"d":"7,770"},"H"]
[98453543,"Установка повышения давления GRUNDFOS","Hydro Solo E CRE 3-11 1x200-240V",{"v":4410,"d":"4,410"},"H"]
[98453544,"Установка повышения давления GRUNDFOS","Hydro Solo E CRE 3-15 3x400V",{"v":5355,"d":"5,355"},"H"]
[98453516,"Установка повышения давления GRUNDFOS","Hydro Solo E CRE 32-2-2 3x400V",{"v":8820,"d":"8,820"},"H"]
[98453542,"Установка повышения давления GRUNDFOS","Hydro Solo E CRE 3-4 1x200-240V",{"v":3255,"d":"3,255"},"H"]
[98453509,"Установка повышения давления GRUNDFOS","Hydro Solo E CRE 3-5 1x200-240V",{"v":3465,"d":"3,465"},"H"]
[98453510,"Установка повышения давления GRUNDFOS","Hydro Solo E CRE 3-8 1x200-240V",{"v":3990,"d":"3,990"},"H"]
[98453517,"Установка повышения давления GRUNDFOS","Hydro Solo E CRE 45-1 3x400V",{"v":9030,"d":"9,030"},"H"]
[98453514,"Установка повышения давления GRUNDFOS","Hydro Solo E CRE 5-12 3x400V",{"v":5565,"d":"5,565"},"H"]
[98453511,"Установка повышения давления GRUNDFOS","Hydro Solo E CRE 5-2 1x200-240V",{"v":3150,"d":"3,150"},"H"]
[98453512,"Установка повышения давления GRUNDFOS","Hydro Solo E CRE 5-5 1x200-240V",{"v":3675,"d":"3,675"},"H"]
[98453513,"Установка повышения давления GRUNDFOS","Hydro Solo E CRE 5-9 3x400V",{"v":4725,"d":"4,725"},"H"]
[96644941,"Насосная установка GRUNDFOS","Hydro Solo FS CR1-10 3x400V 80L 6BAR",{"v":2456,"d":"2,456"},"H"]
[96645080,"Насосная установка GRUNDFOS","Hydro Solo FS CR1-11 3x400V 80L 10BAR",{"v":2479,"d":"2,479"},"H"]
[96645086,"Насосная установка GRUNDFOS","Hydro Solo FS CR1-12 3x400V 80L 10BAR",{"v":2532,"d":"2,532"},"H"]
[96644986,"Насосная установка GRUNDFOS","Hydro Solo FS CR1-13 3x400V 80L 10BAR",{"v":2553,"d":"2,553"},"H"]
[96645087,"Насосная установка GRUNDFOS","Hydro Solo FS CR1-15 3x400V 80L 10BAR",{"v":2571,"d":"2,571"},"H"]
[96644988,"Насосная установка GRUNDFOS","Hydro Solo FS CR1-17 3x400V 80L 16BAR",{"v":2715,"d":"2,715"},"H"]
[96645088,"Насосная установка GRUNDFOS","Hydro Solo FS CR1-19 3x400V 80L 16BAR",{"v":2736,"d":"2,736"},"H"]
[96645089,"Насосная установка GRUNDFOS","Hydro Solo FS CR1-21 3x400V 80L 16BAR",{"v":2798,"d":"2,798"},"H"]
[96645090,"Насосная установка GRUNDFOS","Hydro Solo FS CR1-23 3x400V 80L 16BAR",{"v":2846,"d":"2,846"},"H"]
[96645071,"Насосная установка GRUNDFOS","Hydro Solo FS CR1-5 3x400V 80L 6BAR",{"v":2304,"d":"2,304"},"H"]
[96645072,"Насосная установка GRUNDFOS","Hydro Solo FS CR1-6 3x400V 80L 6BAR",{"v":2325,"d":"2,325"},"H"]
[96642857,"Насосная установка GRUNDFOS","Hydro Solo FS CR1-7 3x400V 80L 6BAR",{"v":2351,"d":"2,351"},"H"]
[96645073,"Насосная установка GRUNDFOS","Hydro Solo FS CR1-8 3x400V 80L 6BAR",{"v":2393,"d":"2,393"},"H"]
[96645075,"Насосная установка GRUNDFOS","Hydro Solo FS CR1-9 3x400V 80L 6BAR",{"v":2417,"d":"2,417"},"H"]
[96645166,"Насосная установка GRUNDFOS","Hydro Solo FS CR3-10 3x400V 80L 6BAR",{"v":3060,"d":"3,060"},"H"]
[96645266,"Насосная установка GRUNDFOS","Hydro Solo FS CR3-11 3x400V 80L 10BAR",{"v":3152,"d":"3,152"},"H"]
[96645267,"Насосная установка GRUNDFOS","Hydro Solo FS CR3-13 3x400V 80L 10BAR",{"v":3199,"d":"3,199"},"H"]
[96645168,"Насосная установка GRUNDFOS","Hydro Solo FS CR3-15 3x400V 80L 10BAR",{"v":3212,"d":"3,212"},"H"]
[96645268,"Насосная установка GRUNDFOS","Hydro Solo FS CR3-17 3x400V 80L 16BAR",{"v":3348,"d":"3,348"},"H"]
[96645269,"Насосная установка GRUNDFOS","Hydro Solo FS CR3-19 3x400V 60L 16BAR",{"v":3395,"d":"3,395"},"H"]
[96645271,"Насосная установка GRUNDFOS","Hydro Solo FS CR3-21 3x400V 80L 16BAR",{"v":3539,"d":"3,539"},"H"]
[96645273,"Насосная установка GRUNDFOS","Hydro Solo FS CR3-23 3x400V 80L 16BAR",{"v":3586,"d":"3,586"},"H"]
[96645261,"Насосная установка GRUNDFOS","Hydro Solo FS CR3-6 3x400V 80L 6BAR",{"v":2349,"d":"2,349"},"H"]
[96645162,"Насосная установка GRUNDFOS","Hydro Solo FS CR3-7 3x400V 80L 6BAR",{"v":2370,"d":"2,370"},"H"]
[96645262,"Насосная установка GRUNDFOS","Hydro Solo FS CR3-8 3x400V 80L 6BAR",{"v":2422,"d":"2,422"},"H"]
[96645264,"Насосная установка GRUNDFOS","Hydro Solo FS CR3-9 3x400V 80L 6BAR",{"v":2445,"d":"2,445"},"H"]
[96471833,"Установка повышения давления GRUNDFOS","Hydro Solo S CR1-10 3x400V 80L 6BAR",{"v":2120,"d":"2,120"},"H"]
[96471834,"Установка повышения давления GRUNDFOS","Hydro Solo S CR1-13 3x400V 80L 10BAR",{"v":2195,"d":"2,195"},"H"]
[96471835,"Установка повышения давления GRUNDFOS","Hydro Solo S CR1-17 3x400V 80L 10BAR",{"v":2311,"d":"2,311"},"H"]
[96471831,"Установка повышения давления GRUNDFOS","Hydro Solo S CR1-4 3x400V 80L 6BAR",{"v":1946,"d":"1,946"},"H"]
[96471832,"Установка повышения давления GRUNDFOS","Hydro Solo S CR1-7 3x400V 80L 6BAR",{"v":2040,"d":"2,040"},"H"]
[96471838,"Установка повышения давления GRUNDFOS","Hydro Solo S CR3-10 3x400V 120L 6BAR",{"v":2074,"d":"2,074"},"H"]
[96471839,"Установка повышения давления GRUNDFOS","Hydro Solo S CR3-12 3x400V 120L 10BAR",{"v":2474,"d":"2,474"},"H"]
[96471840,"Установка повышения давления GRUNDFOS","Hydro Solo S CR3-15 3x400V 130L 10BAR",{"v":2576,"d":"2,576"},"H"]
[96471836,"Установка повышения давления GRUNDFOS","Hydro Solo S CR3-4 3x400V 120L 6BAR",{"v":1943,"d":"1,943"},"H"]
[96471837,"Установка повышения давления GRUNDFOS","Hydro Solo S CR3-7 3x400V 120L 6BAR",{"v":1954,"d":"1,954"},"H"]
[96471844,"Установка повышения давления GRUNDFOS","Hydro Solo S CR5-10 3x400V 120L 10BAR",{"v":2619,"d":"2,619"},"H"]
[96471845,"Установка повышения давления GRUNDFOS","Hydro Solo S CR5-15 3x400V 120L 10BAR",{"v":2853,"d":"2,853"},"H"]
[96471841,"Установка повышения давления GRUNDFOS","Hydro Solo S CR5-3 3x400V 120L 6BAR",{"v":1911,"d":"1,911"},"H"]
[96471842,"Установка повышения давления GRUNDFOS","Hydro Solo S CR5-5 3x400V 120L 6BAR",{"v":2029,"d":"2,029"},"H"]
[96471843,"Установка повышения давления GRUNDFOS","Hydro Solo S CR5-8 3x400V 120L 6BAR",{"v":2125,"d":"2,125"},"H"]
[95730948,"Инжекционный клапан GRUNDFOS","Inject. unit 0200-16 PVC/T/C 4U2-20/300",113,"ZM1"]
[96688309,"Инжекционный клапан GRUNDFOS","injection fitting",136,"ZM1"]
[95730928,"Инжекционный клапан GRUNDFOS","Injection unit 0200-16 PV/E/C 4U2-20/100",77,"ZM1"]
[95730904,"Инжекционный клапан GRUNDFOS","Injection unit 522",51,"ZM1"]
[95730940,"Инжекционный клапан GRUNDFOS","Injection unit 522",84,"ZM1"]
[95730944,"Инжекционный клапан GRUNDFOS","Injection unit 522",84,"ZM1"]
[98079681,"Вращающийся входной диск GRUNDFOS","Inlet disk DN150 cpl.",105,"Z"]
[91716040,"Уплотнительная манжета GRUNDFOS","INSITU L965 110/127 L=60",24,"Z"]
[91713754,"Уплотнительная манжета GRUNDFOS","INSITU L965 160/177x60",44,"Z"]
[95730446,"Монтажный комплект GRUNDFOS","Install. Kit  I001 PV/E/C-4/6mm-NL",106,"ZM1"]
[95730441,"Монтажный комплект GRUNDFOS","Install. Kit I001 PP/E/C-4/6mm-NL",81,"ZM1"]
[95730440,"Монтажный комплект GRUNDFOS","Install. Kit I001 PP/V/C-4/6mm-NL",81,"ZM1"]
[95730447,"Монтажный комплект GRUNDFOS","Install. Kit I001 PV/T/C-4/6mm-NL",119,"ZM1"]
[95730445,"Монтажный комплект GRUNDFOS","Install. Kit I001 PV/V/C-4/6mm-NL",106,"ZM1"]
[95730443,"Монтажный комплект GRUNDFOS","Install. Kit I001 PVC/E/C-4/6mm-NL",81,"ZM1"]
[95730444,"Монтажный комплект GRUNDFOS","Install. Kit I001 PVC/T/C-4/6mm-NL",96,"ZM1"]
[95730442,"Монтажный комплект GRUNDFOS","Install. Kit I001 PVC/V/C-4/6mm-NL",81,"ZM1"]
[95730457,"Монтажный комплект GRUNDFOS","Install. Kit I002 PP/E/C-9/12mm-NL",99,"ZM1"]
[95730456,"Монтажный комплект GRUNDFOS","Install. Kit I002 PP/V/C-9/12mm-NL",99,"ZM1"]
[95730462,"Монтажный комплект GRUNDFOS","Install. Kit I002 PV/T/C-9/12mm-NL",123,"ZM1"]
[95730463,"Монтажный комплект GRUNDFOS","Install. Kit I002 PV/T/C-9/12mm-NL",135,"ZM1"]
[95730461,"Монтажный комплект GRUNDFOS","Install. Kit I002 PV/V/C-9/12mm-NL",123,"ZM1"]
[95730459,"Монтажный комплект GRUNDFOS","Install. Kit I002 PVC/E/C-9/12mm-NL",99,"ZM1"]
[95730460,"Монтажный комплект GRUNDFOS","Install. Kit I002 PVC/T/C-9/12mm-NL",112,"ZM1"]
[95730458,"Монтажный комплект GRUNDFOS","Install. Kit I002 PVC/V/C-9/12mm-NL",99,"ZM1"]
[95730449,"Монтажный комплект GRUNDFOS","Install. Kit I005 PP/E/C-6/9mm-NL",91,"ZM1"]
[95730448,"Монтажный комплект GRUNDFOS","Install. Kit I005 PP/V/C-6/9mm-NL",91,"ZM1"]
[95730454,"Монтажный комплект GRUNDFOS","Install. Kit I005 PV/E/C-6/9mm-NL",120,"ZM1"]
[95730455,"Монтажный комплект GRUNDFOS","Install. Kit I005 PV/T/C-6/9mm-NL",132,"ZM1"]
[95730453,"Монтажный комплект GRUNDFOS","Install. Kit I005 PV/V/C-6/9mm-NL",120,"ZM1"]
[95730451,"Монтажный комплект GRUNDFOS","Install. Kit I005 PVC/E/C-6/9mm-NL",91,"ZM1"]
[95730452,"Монтажный комплект GRUNDFOS","Install. Kit I005 PVC/T/C-6/9mm-NL",112,"ZM1"]
[95730450,"Монтажный комплект GRUNDFOS","Install. Kit I005 PVC/V/C-6/9mm-NL",91,"ZM1"]
[95730465,"Монтажный комплект GRUNDFOS","Install. Kit I011 PP/E/C-4/6mm-2L",152,"ZM1"]
[95730464,"Монтажный комплект GRUNDFOS","Install. Kit I011 PP/V/C-4/6mm-2L",152,"ZM1"]
[95730470,"Монтажный комплект GRUNDFOS","Install. Kit I011 PV/E/C-4/6mm-2L",188,"ZM1"]
[95730471,"Монтажный комплект GRUNDFOS","Install. Kit I011 PV/T/C-4/6mm-2L",208,"ZM1"]
[95730469,"Монтажный комплект GRUNDFOS","Install. Kit I011 PV/V/C-4/6mm-2L",188,"ZM1"]
[95730467,"Монтажный комплект GRUNDFOS","Install. Kit I011 PVC/E/C-4/6mm-2L",152,"ZM1"]
[95730468,"Монтажный комплект GRUNDFOS","Install. Kit I011 PVC/T/C-4/6mm-2L",168,"ZM1"]
[95730466,"Монтажный комплект GRUNDFOS","Install. Kit I011 PVC/V/C-4/6mm-2L",152,"ZM1"]
[95730481,"Монтажный комплект GRUNDFOS","Install. Kit I012 PP/E/C-9/12mm-2L",168,"ZM1"]
[95730480,"Монтажный комплект GRUNDFOS","Install. Kit I012 PP/V/C-9/12mm-2L",168,"ZM1"]
[95730486,"Монтажный комплект GRUNDFOS","Install. Kit I012 PV/E/C-9/12mm-2L",202,"ZM1"]
[95730487,"Монтажный комплект GRUNDFOS","Install. Kit I012 PV/T/C-9/12mm-2L",231,"ZM1"]
[95730485,"Монтажный комплект GRUNDFOS","Install. Kit I012 PV/V/C-9/12mm-2L",202,"ZM1"]
[95730483,"Монтажный комплект GRUNDFOS","Install. Kit I012 PVC/E/C-9/12mm-2L",168,"ZM1"]
[95730484,"Монтажный комплект GRUNDFOS","Install. Kit I012 PVC/T/C-9/12mm-2L",187,"ZM1"]
[95730482,"Монтажный комплект GRUNDFOS","Install. Kit I012 PVC/V/C-9/12mm-2L",168,"ZM1"]
[95730473,"Монтажный комплект GRUNDFOS","Install. Kit I015 PP/E/C-6/9mm-2L",162,"ZM1"]
[95730472,"Монтажный комплект GRUNDFOS","Install. Kit I015 PP/V/C-6/9mm-2L",162,"ZM1"]
[95730478,"Монтажный комплект GRUNDFOS","Install. Kit I015 PV/E/C-6/9mm-2L",200,"ZM1"]
[95730479,"Монтажный комплект GRUNDFOS","Install. Kit I015 PV/T/C-6/9mm-2L",219,"ZM1"]
[95730477,"Монтажный комплект GRUNDFOS","Install. Kit I015 PV/V/C-6/9mm-2L",200,"ZM1"]
[95730475,"Монтажный комплект GRUNDFOS","Install. Kit I015 PVC/E/C-6/9mm-2L",162,"ZM1"]
[95730476,"Монтажный комплект GRUNDFOS","Install. Kit I015 PVC/T/C-6/9mm-2L",191,"ZM1"]
[95730474,"Монтажный комплект GRUNDFOS","Install. Kit I015 PVC/V/C-6/9mm-2L",162,"ZM1"]
[98059598,"Комплект для монтажа вентиляционного трубопровода через стену GRUNDFOS","Installation box, wall",132,"Z"]
[96726829,"Защитный поддон GRUNDFOS","Intercepting tank",247,"M11"]
[96726830,"Защитный поддон GRUNDFOS","Intercepting tank",247,"M11"]
[95702450,"Защитный поддон GRUNDFOS","Intercepting tank",186,"M11"]
[95702451,"Защитный поддон GRUNDFOS","intercepting tank",186,"M11"]
[98097390,"Блок расширения SM113 GRUNDFOS","IO113 w/com. Module",755,"Z"]
[98097391,"Блок расширения SM113 GRUNDFOS","IO113 w/o com. Module",617,"Z"]
[96653751,"Теплоизолирующий кожух GRUNDFOS","Isolating Jacket D1000/double",199,"Z"]
[96571529,"Теплоизолирующий кожух GRUNDFOS","Isolating Jacket D600/D800",121,"Z"]
[96002006,"Задвижка GRUNDFOS","Isolating valve",84,"Z"]
[96002005,"Задвижка GRUNDFOS","Isolating valve",53,"Z"]
[96002005,"Задвижка GRUNDFOS","Isolating valve",52,"Z"]
[96002007,"Задвижка GRUNDFOS","Isolating valve",101,"Z"]
[96002007,"Задвижка GRUNDFOS","Isolating valve",101,"Z"]
[96002012,"Фланцевая клиновая задвижка GRUNDFOS","Isolating valve DN100 PN10/16",264,"Z"]
[96489977,"Задвижка GRUNDFOS","Isolating valve DN11/2\" PN16",151,"Z"]
[96489976,"Задвижка GRUNDFOS","Isolating valve DN2\" PN16",197,"Z"]
[96489975,"Фланцевая клиновая задвижка GRUNDFOS","Isolating valve DN50 PN10/16",164,"Z"]
[96002010,"Фланцевая клиновая задвижка GRUNDFOS","Isolating valve DN65 PN10/16",202,"Z"]
[96002011,"Фланцевая клиновая задвижка GRUNDFOS","Isolating valve DN80 PN10/16",224,"Z"]
[96023846,"Задвижка GRUNDFOS","Isolating valve PVC",48,"Z"]
[96489973,"Задвижка GRUNDFOS","Isolating valve Rp/Rp 1 1/2\"",56,"Z"]
[96003427,"Задвижка GRUNDFOS","Isolation valve DN150 PN10/16",435,"Z"]
[96003840,"Задвижка GRUNDFOS","Isolation valve DN200 PN10",751,"Z"]
[95730936,"Инжекционный клапан GRUNDFOS","IV 0200-100 SS/T/SS 4A-20/27,00",271,"ZM1"]
[95730908,"Инжекционный клапан GRUNDFOS","IV 0200-16 PP/E/C 4U2-20/100,00",51,"ZM1"]
[95730932,"Инжекционный клапан GRUNDFOS","IV 0200-16 PV/T/C 4U2-20/100,00",109,"ZM1"]
[95730924,"Инжекционный клапан GRUNDFOS","IV 0200-16 PV/V/C 4U2-20/100,00",78,"ZM1"]
[95730916,"Инжекционный клапан GRUNDFOS","IV 0200-16 PVC/E/C 4U2-20/100,00",46,"ZM1"]
[95730920,"Инжекционный клапан GRUNDFOS","IV 0200-16 PVC/T/C 4U2-20/100,00",78,"ZM1"]
[95730912,"Инжекционный клапан GRUNDFOS","IV 0200-16 PVC/V/C 4U2-20/100,00",46,"ZM1"]
[95730964,"Инжекционный клапан GRUNDFOS","IV 0203-16 PVC/V/C 4U2-20/55,00",83,"ZM1"]
[46711002,"Насос GRUNDFOS","JP5 B-B-CVBP 1x220-240V 50Hz",300,"C"]
["4651BPBB","Насос GRUNDFOS","JP5 BOOSTER 1X220V, EXT.TREAD 24L",466,"C"]
[46811002,"Насос GRUNDFOS","JP6 B-B-CVBP 1x220-240V 50Hz",377,"C"]
["4661BPBB","Насос GRUNDFOS","JP6 BOOSTER 1X220V, EXT.TREAD. 24L",519,"C"]
["4651BQBB","Насос GRUNDFOS","JPB5 A-A-A-C-C-P 1X220-240V 50 Hz 60L",632,"C"]
["4661BQBB","Насос GRUNDFOS","JPB6 A-A-A-C-C-P 1X220-240V 50 Hz 60L",661,"C"]
[96377411,"Датчик уровня погружного типа GRUNDFOS","Junction box for level sensor",116,"Z"]
[96536246,"Основание для одинарных насосов GRUNDFOS","Kit, Base plate TP/TPE Large",104,"Z"]
[96536248,"Основание для сдвоенных насосов GRUNDFOS","Kit, Base plate TPD/TPED Large",109,"Z"]
[96489381,"Основание для сдвоенных насосов GRUNDFOS","KIT, Base plate TPD/TPED large",104,"Z"]
[96536247,"Основание для сдвоенных насосов GRUNDFOS","Kit, Base plate TPD/TPED Large",104,"Z"]
[96534214,"Кабель реле аварии GRUNDFOS","Kit, cable for Add-on Relay, 2m.",65,"ZM1"]
[96534215,"Кабель реле аварии GRUNDFOS","Kit, cable for Add-on Relay, 5m.",80,"ZM1"]
[605779,"Кабель для коммутации двух насосов MAGNA GRUNDFOS","Kit, Cable for Twin-Head Pump UPED",25,"Z"]
[116255,"Термоусадочная кабельная муфта GRUNDFOS","Kit, Cable Term. NO 5 - 16-25mm2",65,"Z"]
[96440447,"Кабель со штекером GRUNDFOS","Kit, control cable 2 m",42,"ZM1"]
[96527109,"Кабель со штекером GRUNDFOS","Kit, control cable 2m, 5 pole  DME60-940",42,"ZM1"]
[96440448,"Кабель со штекером GRUNDFOS","Kit, control cable 5m",49,"ZM1"]
[96527111,"Кабель со штекером GRUNDFOS","Kit, control cable 5m, 5 pole DME60-940",49,"ZM1"]
[96440449,"Штекер с контактами без кабеля GRUNDFOS","Kit, control plug",34,"ZM1"]
[96590988,"Монтажный комплект GRUNDFOS","Kit, COUPLING for 6\" BOOSTER MOD. 3  R",{"v":2475,"d":"2,475"},"Z"]
[96590987,"Монтажный комплект для сварки GRUNDFOS","Kit, COUPLING for 6\"BM  NBR",292,"Z"]
[96590990,"Монтажный комплект для сварки GRUNDFOS","Kit, COUPLING for 6\"BM  NBR  R",392,"Z"]
[96655232,"Монитор дозирования GRUNDFOS","Kit, Dosing monitor DME375-940 PP/E",854,"ZM1"]
[96655230,"Монитор дозирования GRUNDFOS","Kit, Dosing monitor DME60-150 PP/E",649,"ZM1"]
[96655231,"Монитор дозирования GRUNDFOS","Kit, Dosing monitor DME60-150 PP/V",649,"ZM1"]
[96076196,"Опорa для переносного исполнения SEG GRUNDFOS","Kit, Feet Complete",49,"Z"]
[96527112,"Приемный клапан GRUNDFOS","Kit, foot valve DN10, 19/27+25/34 PP/E/C",179,"ZM1"]
[96527113,"Приемный клапан GRUNDFOS","Kit, foot valve DN10, 19/27+25/34 PP/V/C",179,"ZM1"]
[96527114,"Приемный клапан GRUNDFOS","Kit, foot valve DN10, 19/27+25/34 PV/V/C",239,"ZM1"]
[96527115,"Приемный клапан GRUNDFOS","Kit, foot valve DN20, RP 1 1/4\" PP/E/G",326,"ZM1"]
[96527116,"Приемный клапан GRUNDFOS","Kit, foot valve DN20, RP 1 1/4\" PP/V/G",336,"ZM1"]
[96527118,"Приемный клапан GRUNDFOS","Kit, foot valve DN20, RP 1 1/4\" PV/V/G",607,"ZM1"]
[96534454,"Приемный клапан GRUNDFOS","Kit, foot valve RP1 1/4\"  SS/V/SS",791,"ZM1"]
[96534450,"Приемный клапан GRUNDFOS","Kit, foot valve RP3/4\"  SS/V/SS",432,"ZM1"]
[96611523,"Датчик перепада давления GRUNDFOS","KIT, GRUNDFOS DPI 0-1,0 bar",557,"Z"]
[96611524,"Датчик перепада давления GRUNDFOS","KIT, GRUNDFOS DPI 0-1,6",557,"Z"]
[96611525,"Датчик перепада давления GRUNDFOS","KIT, GRUNDFOS DPI 0-2,5",557,"Z"]
[96611526,"Датчик перепада давления GRUNDFOS","KIT, GRUNDFOS DPI 0-4.0",557,"Z"]
[96611527,"Датчик перепада давления GRUNDFOS","KIT, GRUNDFOS DPI 0-6.0 bar",557,"Z"]
[96007161,"Направляющая для поплавкового выключателя GRUNDFOS","Kit, Holder for level switch (KP)",27,"Z"]
[96653571,"Гибкая трубка GRUNDFOS","Kit, HOSE PVC 6/12 10M 23bar 20АC",45,"ZM1"]
[96527119,"Инжекционный клапан GRUNDFOS","Kit, injec.valve DN10,19/27+25/34 PP/E/C",286,"ZM1"]
[96527120,"Инжекционный клапан GRUNDFOS","Kit, injec.valve DN10,19/27+25/34 PP/V/C",286,"ZM1"]
[96527121,"Инжекционный клапан GRUNDFOS","Kit, injec.valve DN10,19/27+25/34 PV/V/C",330,"ZM1"]
[96527122,"Инжекционный клапан GRUNDFOS","Kit, injec.valve DN20, RP 1 1/4\" PP/E/G",528,"ZM1"]
[96527123,"Инжекционный клапан GRUNDFOS","Kit, injec.valve DN20, RP 1 1/4\" PP/V/G",537,"ZM1"]
[96527124,"Инжекционный клапан GRUNDFOS","Kit, injec.valve DN20, RP 1 1/4\" PV/V/G",977,"ZM1"]
[96534457,"Инжекционный клапан GRUNDFOS","Kit, injection valve RP3/4\"  SS/V/SS",581,"ZM1"]
[96534459,"Инжекционный клапан GRUNDFOS","Kit, injektionsventil RP1 1/4\"  SS/V/SS",{"v":1278,"d":"1,278"},"ZM1"]
[96534443,"Датчик разрыва мембраны GRUNDFOS","Kit, leak detector M12 cpl, DME60-940",425,"ZM1"]
[98179044,"Модуль шины связи LON для MAGNA GRUNDFOS","Kit, Lon Module cpl.",279,"Z"]
[95920930,"Комплект кабелей для агрессивных жидкостей GRUNDFOS","Kit, MS4000 cable RE, 4G 2.5mm2, 10m 1p",370,"Z"]
[95920931,"Комплект кабелей для агрессивных жидкостей GRUNDFOS","Kit, MS4000 cable RE, 4G 2.5mm2, 20m 1p",587,"Z"]
[95920932,"Комплект кабелей для агрессивных жидкостей GRUNDFOS","Kit, MS4000 cable RE, 4G 2.5mm2, 30m 1p",813,"Z"]
[95920933,"Комплект кабелей для агрессивных жидкостей GRUNDFOS","Kit, MS4000 cable RE, 4G 2.5mm2, 40m 1p",{"v":1038,"d":"1,038"},"Z"]
[95920934,"Комплект кабелей для агрессивных жидкостей GRUNDFOS","Kit, MS4000 cable RE, 4G 2.5mm2, 50m 1p",{"v":1264,"d":"1,264"},"Z"]
[95920935,"Комплект кабелей для агрессивных жидкостей GRUNDFOS","Kit, MS4000 cable RE, 4G 2.5mm2, 60m 1p",{"v":1489,"d":"1,489"},"Z"]
[95920937,"Комплект кабелей для агрессивных жидкостей GRUNDFOS","Kit, MS4000 cable RE, 4G 2.5mm2, 80m 1p",{"v":1939,"d":"1,939"},"Z"]
[95920936,"Комплект кабелей для агрессивных жидкостей GRUNDFOS","Kit, MS4000 Kabel RE, 4G 2.5mm2, 70m 1p",{"v":1714,"d":"1,714"},"Z"]
[15220,"Обратный клапан GRUNDFOS","Kit, Non-return valve cpl. KP",27,"Z"]
[96571480,"Термоусадочная кабельная муфта GRUNDFOS","Kit, PT100 extension, unassembled",106,"Z"]
[405168,"Датчик давления GRUNDFOS","Kit, sensor 0-6 Bar 1/2\" RP 4-20mA",192,"Z"]
[96611550,"Датчик перепада давления GRUNDFOS","KIT, Sensor DPI 0-10.0 bar",557,"Z"]
[96556427,"Датчик GRUNDFOS","Kit, Sensor for Liq Tec cpl.MkII",301,"Z"]
[96789481,"Кольцевое основание с коленом 90°, штуцером для шланга GRUNDFOS","Kit, transportable DN250/DN250 G",{"v":2168,"d":"2,168"},"Z"]
[96636544,"Дополнительная гибкая соединительная муфта GRUNDFOS","Kit, Tube connection Seal DN150",71,"Z"]
[96495694,"Глухой фланцец для насоса TPD GRUNDFOS","Kit,Blind flange D178",174,"Z"]
[97702489,"Переходник для линии подвода разбавляющей воды к Oxiperm GRUNDFOS","Kit,connector PVC-5,tubing6/12mm",10,"ZM1"]
[96615831,"Задвижка GRUNDFOS","Knife gate valve,PVC DN100",321,"Z"]
[96697920,"Задвижка GRUNDFOS","Knife gate valve,PVC DN150 Ø160",756,"Z"]
["00ID9307","Резиновый компенсатор GRUNDFOS","KOMP GUMM DN40 PN16 L-BEGRENZ EPDM",328,"Z"]
[91070526,"Муфта соединительная GRUNDFOS","KUPPLUNG 1¼'' PN10 ROHR/PIPE MS",88,"Z"]
["00ID8962","Быстросъемная муфта GRUNDFOS","KUPPLUNG-SCHLAUCH 11/4\" PN40 120 GRAD",14,"Z"]
["00ID8963","Быстросъемная муфта GRUNDFOS","KUPPLUNG-SCHLAUCH R1\"\"",8,"Z"]
["00ID8964","Быстросъемная муфта GRUNDFOS","KUPPLUNG-SCHLAUCH R3/4\"",7,"Z"]
["00ID9052","Быстросъемная муфта GRUNDFOS","KUPPLUNG-SCHNELL 11/4\"AG PN40",10,"Z"]
[91071287,"Устройство аварийной сигнализации LC A1 GRUNDFOS","LC A1 ALARMSCHALTGEROT",155,"Z"]
[96056888,"Вспомогательный шкаф LC-Ex 4 (барьер Зенера) для подключения поплавковых выключателей во взрывозащищенном исполнении GRUNDFOS","LC EX HILFSSCHALTGER F. 4 SCHWIMMERSCH",583,"Z"]
[96002521,"Шкаф управления GRUNDFOS","LC GWS",537,"Z"]
[96841807,"Шкаф управления GRUNDFOS","LC107.230.1.12 (GB/DK/D/F/NL)",843,"Z"]
[96841808,"Шкаф управления GRUNDFOS","LC107.230.1.12.30 (GB/DK/D/F/NL)",922,"Z"]
[96841811,"Шкаф управления GRUNDFOS","LC107.230.1.12.30/150 (GB/DK/D/F/NL)",{"v":1194,"d":"1,194"},"Z"]
[96841806,"Шкаф управления GRUNDFOS","LC107.230.1.5 (GB/DK/D/F/NL)",809,"Z"]
[96841834,"Шкаф управления GRUNDFOS","LC107.400.3.12 (GB/DK/D/F/NL)",850,"Z"]
[96841835,"Шкаф управления GRUNDFOS","LC107.400.3.23 (GB/DK/D/F/NL)",925,"Z"]
[96841832,"Шкаф управления GRUNDFOS","LC107.400.3.5 (GB/DK/D/F/NL)",819,"Z"]
[96002522,"Шкаф управления GRUNDFOS","LC2 WS",624,"Z"]
[96841837,"Шкаф управления GRUNDFOS","LCD107.230.1.12 (GB/DK/D/F/NL)",{"v":1032,"d":"1,032"},"Z"]
[96841838,"Шкаф управления GRUNDFOS","LCD107.230.1.12.30 (GB/DK/D/F/NL)",{"v":1164,"d":"1,164"},"Z"]
[96841840,"Шкаф управления GRUNDFOS","LCD107.230.1.12.30/150 (GB/DK/D/F/NL)",{"v":1519,"d":"1,519"},"Z"]
[96841836,"Шкаф управления GRUNDFOS","LCD107.230.1.5 (GB/DK/D/F/NL)",969,"Z"]
[96841842,"Шкаф управления GRUNDFOS","LCD107.400.3.12 (GB/DK/D/F/NL)",{"v":1051,"d":"1,051"},"Z"]
[96841843,"Шкаф управления GRUNDFOS","LCD107.400.3.23 (GB/DK/D/F/NL)",{"v":1192,"d":"1,192"},"Z"]
[96841841,"Шкаф управления GRUNDFOS","LCD107.400.3.5 (GB/DK/D/F/NL)",988,"Z"]
[96440300,"Вспомогательный шкаф LC-Ex 4 (барьер Зенера) для подключения поплавковых выключателей во взрывозащищенном исполнении GRUNDFOS","LC-Ex4 Zener Barrier",583,"Z"]
["00ID7809","Поплавковый выключатель Reifa-E GRUNDFOS","LEVEL SWITCH  10 m",46,"Z"]
[62500016,"Комплект поплавковых выключателей во взрывозащищенном исполнении с кабелем 10 м и кронштейном для крепления GRUNDFOS","Level switch kit 2 psc. MS1 elec. Ex",295,"Z"]
[62500017,"Комплект поплавковых выключателей во взрывозащищенном исполнении с кабелем 10 м и кронштейном для крепления GRUNDFOS","Level switch kit 3 psc. MS1 elec. Ex",416,"Z"]
[62500018,"Комплект поплавковых выключателей во взрывозащищенном исполнении с кабелем 10 м и кронштейном для крепления GRUNDFOS","Level switch kit 4 psc. MS1 elec. Ex",540,"Z"]
[96003695,"Отдельный поплавковый выключатель в стандартном исполнении с кабелем GRUNDFOS","Level switch LS001 A st with 20m cable",117,"Z"]
[62500013,"Комплект стандартных поплавковых выключателей с кабелем 10 м и кронштейном для крепления GRUNDFOS","Level switch LS001 w.wallhanger",254,"Z"]
[62500014,"Комплект стандартных поплавковых выключателей с кабелем 10 м и кронштейном для крепления GRUNDFOS","Level switch LS001A w.wallhanger",343,"Z"]
[96003421,"Отдельный поплавковый выключатель во взрывозащищенном исполнении с кабелем GRUNDFOS","Level switch MS1 elec. Ex w.10m cable",116,"Z"]
[96003536,"Отдельный поплавковый выключатель во взрывозащищенном исполнении с кабелем GRUNDFOS","Level switch MS1 elec. Ex w.20m cable",132,"Z"]
[97775337,"Сигнальный поплавок GRUNDFOS","Level switch, 220VAc 0,5A",32,"Z"]
[98375695,"Устройство контроля уровня GRUNDFOS","Level switch-2L-PE with weight",125,"ZM1"]
[97623483,"Система контроля уровня для шкафа управления GRUNDFOS","Level system for LC/LCD108",356,"Z"]
[97623473,"Система контроля уровня для шкафа управления GRUNDFOS","Level system for LCD108",432,"Z"]
["00ID7611","Реле уровня GRUNDFOS","Level-control relay RM4-LG201MU7 IP54",206,"Z"]
[96905151,"Система контроля уровня для шкафа управления GRUNDFOS","Levelsystem for LC/LCD108, PUST L= 1500",320,"Z"]
[96905162,"Система контроля уровня для шкафа управления GRUNDFOS","Levelsystem for LC/LCD108, PUST L= 2000",337,"Z"]
[96905163,"Система контроля уровня для шкафа управления GRUNDFOS","Levelsystem for LC/LCD108, PUST L=2500",355,"Z"]
[96905164,"Система контроля уровня для шкафа управления GRUNDFOS","Levelsystem for LC/LCD108, PUST L=3000",484,"Z"]
[96905165,"Система контроля уровня для шкафа управления GRUNDFOS","Levelsystem for LC/LCD110, PUST L= 1500",249,"Z"]
[96905168,"Система контроля уровня для шкафа управления GRUNDFOS","Levelsystem for LC/LCD110, PUST L= 2000",265,"Z"]
[96905169,"Система контроля уровня для шкафа управления GRUNDFOS","Levelsystem for LC/LCD110, PUST L= 2500",284,"Z"]
[96905170,"Система контроля уровня для шкафа управления GRUNDFOS","Levelsystem for LC/LCD110, PUST L= 3000",332,"Z"]
[96905147,"Система контроля уровня для шкафа управления GRUNDFOS","Levelsystem for LC108, PUST L= 1500",241,"Z"]
[96905148,"Система контроля уровня для шкафа управления GRUNDFOS","Levelsystem for LC108, PUST L= 2000",258,"Z"]
[96905149,"Система контроля уровня для шкафа управления GRUNDFOS","Levelsystem for LC108, PUST L= 2500",276,"Z"]
[96905150,"Система контроля уровня для шкафа управления GRUNDFOS","Levelsystem for LC108, PUST L= 3000",327,"Z"]
[96905171,"Система контроля уровня для шкафа управления GRUNDFOS","Levelsystem for LCD108, PUST L= 1500",396,"Z"]
[96905172,"Система контроля уровня для шкафа управления GRUNDFOS","Levelsystem for LCD108, PUST L= 2000",416,"Z"]
[96905173,"Система контроля уровня для шкафа управления GRUNDFOS","Levelsystem for LCD108, PUST L= 2500",435,"Z"]
[96905174,"Система контроля уровня для шкафа управления GRUNDFOS","Levelsystem for LCD108, PUST L= 3000",485,"Z"]
[96905175,"Система контроля уровня для шкафа управления GRUNDFOS","Levelsystem for LCD110, PUST L= 1500",357,"Z"]
[96905178,"Система контроля уровня для шкафа управления GRUNDFOS","Levelsystem for LCD110, PUST L= 2000",377,"Z"]
[96905179,"Система контроля уровня для шкафа управления GRUNDFOS","Levelsystem for LCD110, PUST L= 2500",396,"Z"]
[96905181,"Система контроля уровня для шкафа управления GRUNDFOS","Levelsystem for LCD110, PUST L= 3000",442,"Z"]
[96003974,"Насосная установка GRUNDFOS","Liftaway B 40-1 (KP)",{"v":1074,"d":"1,074"},"D1"]
[96003975,"Насосная установка GRUNDFOS","Liftaway B 40-1-(AP12)",{"v":1115,"d":"1,115"},"D1"]
[96003985,"Насосная установка GRUNDFOS","Liftaway C 40-1",296,"D1"]
[96468289,"Подъемная цепь с карабином GRUNDFOS","Lifting Chain 2000 kg compl. 4m 3556304",200,"Z"]
[96468290,"Подъемная цепь с карабином GRUNDFOS","Lifting Chain 2000 kg compl. 6m 3556306",276,"Z"]
[96468291,"Подъемная цепь с карабином GRUNDFOS","Lifting Chain 2000 kg compl. 8m 3556308",330,"Z"]
[96468292,"Подъемная цепь с карабином GRUNDFOS","Lifting Chain 2000kg compl. 10m 3556310",408,"Z"]
[96468293,"Подъемная цепь с карабином GRUNDFOS","Lifting CHain 2000kg compl. 12m 3556312",456,"Z"]
[96468294,"Подъемная цепь с карабином GRUNDFOS","Lifting CHain 3200 kg compl. 4m 3556404",288,"Z"]
[96468295,"Подъемная цепь с карабином GRUNDFOS","Lifting Chain 3200 kg compl. 6m 3556406",368,"Z"]
[96468296,"Подъемная цепь с карабином GRUNDFOS","Lifting CHain 3200 kg compl. 8m 3556408",453,"Z"]
[96468297,"Подъемная цепь с карабином GRUNDFOS","Lifting CHain 3200kg compl. 10m 3556410",547,"Z"]
[96468298,"Подъемная цепь с карабином GRUNDFOS","Lifting CHain 3200kg compl. 12m 3556412",629,"Z"]
[91071763,"Подъёмная цепь со скобой GRUNDFOS","LIFTING CHAIN 4MM 3M 1.4401",41,"Z"]
[91071764,"Подъёмная цепь со скобой GRUNDFOS","LIFTING CHAIN 4MM 6M 1.4401",66,"Z"]
[96468299,"Подъемная цепь с карабином GRUNDFOS","Lifting Chain 8000 kg compl. 4m 3574404",{"v":1413,"d":"1,413"},"Z"]
[96468300,"Подъемная цепь с карабином GRUNDFOS","Lifting Chain 8000 kg compl. 6m 3574406",{"v":1783,"d":"1,783"},"Z"]
[96468301,"Подъемная цепь с карабином GRUNDFOS","Lifting Chain 8000 kg compl. 8m 3574408",{"v":2226,"d":"2,226"},"Z"]
[96468302,"Подъемная цепь с карабином GRUNDFOS","Lifting Chain 8000kg compl. 10m 3574410",{"v":2618,"d":"2,618"},"Z"]
[96468303,"Подъемная цепь с карабином GRUNDFOS","Lifting Chain 8000kg compl. 12m 3574412",{"v":2801,"d":"2,801"},"Z"]
[96735556,"Подъемная цепь с карабином GRUNDFOS","Lifting chain hotdip galv. WLL 0,8tn 10m",184,"Z"]
[96735557,"Подъемная цепь с карабином GRUNDFOS","Lifting chain hotdip galv. WLL 0,8tn 12m",206,"Z"]
[96735550,"Подъемная цепь с карабином GRUNDFOS","Lifting chain hotdip galv. WLL 0,8tn 4m",106,"Z"]
[96735554,"Подъемная цепь с карабином GRUNDFOS","Lifting chain hotdip galv. WLL 800kg  8m",158,"Z"]
[96735553,"Подъемная цепь с карабином GRUNDFOS","Lifting chain hotdip galv. WLL 800kg 6m",130,"Z"]
[96497466,"Подъёмная цепь со скобой GRUNDFOS","Lifting chain incl. shackle 3m w.certifi",100,"Z"]
[96497465,"Подъёмная цепь со скобой GRUNDFOS","Lifting chain incl. shackle 6m w.certifi",123,"Z"]
[96497464,"Подъёмная цепь со скобой GRUNDFOS","Lifting chain incl.shackl 10m w.certific",177,"Z"]
[96735567,"Подъемная цепь с карабином GRUNDFOS","Lifting chain stainless WLL 0,8tn 10m",713,"Z"]
[96735569,"Подъемная цепь с карабином GRUNDFOS","Lifting chain stainless WLL 0,8tn 12m",806,"Z"]
[96735559,"Подъемная цепь с карабином GRUNDFOS","Lifting chain stainless WLL 0,8tn 4m",396,"Z"]
[96735564,"Подъемная цепь с карабином GRUNDFOS","Lifting chain stainless WLL 0,8tn 6m",512,"Z"]
[96735566,"Подъемная цепь с карабином GRUNDFOS","Lifting chain stainless WLL 0,8tn 8m",613,"Z"]
[96490271,"Подъемная цепь с карабином GRUNDFOS","Lifting chain stainless WLL 3,2tn 8m",{"v":4387,"d":"4,387"},"Z"]
[95037142,"Подъёмный трос ∅ 4, 10 м, легкомонтируемый, со скобой ∅ 8 и зажимом GRUNDFOS","Lifting wire D4mm, 10m, safety stop 316",129,"Z"]
[96556429,"Pеле термисторной защиты LiqTec GRUNDFOS","LiqTec dryrun protector cpl. MkII 220V",688,"Z"]
[96443676,"Кабель-удлинитель GRUNDFOS","LiqTec Ext Cable Kit",110,"Z"]
["00ID8950","Груз для Reifa-E GRUNDFOS","LOAD WEIGHT BGK PLASTIC FOR SAS/Z",9,"Z"]
[96824797,"Модуль передачи данных CIM GRUNDFOS","LON CIM100 Add-on cpl. Packed",220,"Z"]
[96824798,"Модуль передачи данных CIM GRUNDFOS","LON CIM110 Add-on cpl. Packed",220,"Z"]
[96753735,"Интерфейс передачи данных CIU GRUNDFOS","LON CIU100 cpl.",370,"Z"]
["00ID9010","Переходная муфта для манометра GRUNDFOS","M MFFE F.MANOMETER 1/4\"\"X1/2\"",19,"Z"]
[97901064,"Насосная установка GRUNDFOS","M.12.1.4 1x230V",{"v":3058,"d":"3,058"},"J4"]
[97901076,"Насосная установка GRUNDFOS","M.12.1.4 1x230V 10m",{"v":3183,"d":"3,183"},"J4"]
[97901065,"Насосная установка GRUNDFOS","M.12.3.4 3x400V",{"v":3058,"d":"3,058"},"J4"]
[97901077,"Насосная установка GRUNDFOS","M.12.3.4 3x400V 10m",{"v":3183,"d":"3,183"},"J4"]
[97901066,"Насосная установка GRUNDFOS","M.15.1.4 1x230V",{"v":3345,"d":"3,345"},"J4"]
[97901078,"Насосная установка GRUNDFOS","M.15.1.4 1x230V 10m",{"v":3524,"d":"3,524"},"J4"]
[97901067,"Насосная установка GRUNDFOS","M.15.3.4 3x400V",{"v":3345,"d":"3,345"},"J4"]
[97901079,"Насосная установка GRUNDFOS","M.15.3.4 3x400V 10m",{"v":3524,"d":"3,524"},"J4"]
[97901068,"Насосная установка GRUNDFOS","M.22.3.4 3x400V",{"v":3579,"d":"3,579"},"J4"]
[97901080,"Насосная установка GRUNDFOS","M.22.3.4 3x400V 10m",{"v":3787,"d":"3,787"},"J4"]
[97901070,"Насосная установка GRUNDFOS","M.24.3.2 3x400V",{"v":3859,"d":"3,859"},"J4"]
[97901081,"Насосная установка GRUNDFOS","M.24.3.2 3x400V 10m",{"v":4016,"d":"4,016"},"J4"]
[97901072,"Насосная установка GRUNDFOS","M.32.3.2 3x400V",{"v":4186,"d":"4,186"},"J4"]
[97901082,"Насосная установка GRUNDFOS","M.32.3.2 3x400V 10m",{"v":4362,"d":"4,362"},"J4"]
[97901074,"Насосная установка GRUNDFOS","M.38.3.2 3x400V",{"v":4533,"d":"4,533"},"J4"]
[97901083,"Насосная установка GRUNDFOS","M.38.3.2 3x400V 10m",{"v":4614,"d":"4,614"},"J4"]
["00ID8903","Кабельная муфта заливная GRUNDFOS","M0 4x6mm2 D=6-15mm",39,"Z"]
["00ID9064","Виброгасящая опора GRUNDFOS","M10 Buffer",21,"Z"]
["00ID9062","Виброгасящая опора GRUNDFOS","M12 Buffer",87,"Z"]
["00ID9063","Виброгасящая опора GRUNDFOS","M8 Buffer",11,"Z"]
[96236336,"Релейный модуль для MAGNA GRUNDFOS","Magna 4/6/8/10 m  Relay Module",102,"Z"]
[96236335,"Модуль раширения функций для MAGNA GRUNDFOS","Magna 4/6/8/10 m Geni Module",125,"Z"]
[97924232,"Насос GRUNDFOS","MAGNA1 100-100 F 450 1x230V PN10",{"v":1800,"d":"1,800"},"E2"]
[97924233,"Насос GRUNDFOS","MAGNA1 100-120 F 450 1x230V PN10",{"v":2043,"d":"2,043"},"E2"]
[97924229,"Насос GRUNDFOS","MAGNA1 100-40 F 450 1x230V PN10",{"v":1383,"d":"1,383"},"E2"]
[97924230,"Насос GRUNDFOS","MAGNA1 100-60 F 450 1x230V PN10",{"v":1524,"d":"1,524"},"E2"]
[97924231,"Насос GRUNDFOS","MAGNA1 100-80 F 450 1x230V PN10",{"v":1652,"d":"1,652"},"E2"]
[97924145,"Насос GRUNDFOS","MAGNA1 25-100 180 1x230V PN10",459,"E2"]
[97924146,"Насос GRUNDFOS","MAGNA1 25-120 180 1x230V PN10",515,"E2"]
[97924153,"Насос GRUNDFOS","MAGNA1 25-40 180 1x230V PN6/10",306,"E2"]
[97924154,"Насос GRUNDFOS","MAGNA1 25-60 180 1x230V PN6/10",363,"E2"]
[97924144,"Насос GRUNDFOS","MAGNA1 25-80 180 1x230V PN6/10",414,"E2"]
[97924165,"Насос GRUNDFOS","MAGNA1 32-100 180 1x230V PN6/10",503,"E2"]
[97924167,"Насос GRUNDFOS","MAGNA1 32-120 F 220 1x230V PN6/10",687,"E2"]
[97924162,"Насос GRUNDFOS","MAGNA1 32-40 180 1x230V PN10",377,"E2"]
[97924163,"Насос GRUNDFOS","MAGNA1 32-60 180 1x230V PN6/10",439,"E2"]
[97924164,"Насос GRUNDFOS","MAGNA1 32-80 180 1x230V PN6/10",459,"E2"]
[97924177,"Насос GRUNDFOS","MAGNA1 40-100 F 220 1x230V PN6/10",752,"E2"]
[97924178,"Насос GRUNDFOS","MAGNA1 40-120 F 250 1x230V PN6/10",835,"E2"]
[97924179,"Насос GRUNDFOS","MAGNA1 40-150 F 250 1x230V PN6/10",958,"E2"]
[97924180,"Насос GRUNDFOS","MAGNA1 40-180 F 250 1x230V PN6/10",{"v":1176,"d":"1,176"},"E2"]
[97924174,"Насос GRUNDFOS","MAGNA1 40-40 F 220 1x230V PN6/10",515,"E2"]
[97924175,"Насос GRUNDFOS","MAGNA1 40-60 F 220 1x230V PN6/10",567,"E2"]
[97924176,"Насос GRUNDFOS","MAGNA1 40-80 F 220 1x230V PN6/10",681,"E2"]
[97924191,"Насос GRUNDFOS","MAGNA1 50-100 F 280 1x230V PN6/10",{"v":1034,"d":"1,034"},"E2"]
[97924192,"Насос GRUNDFOS","MAGNA1 50-120 F 280 1x230V PN6/10",{"v":1092,"d":"1,092"},"E2"]
[97924193,"Насос GRUNDFOS","MAGNA1 50-150 F 280 1x230V PN6/10",{"v":1259,"d":"1,259"},"E2"]
[97924194,"Насос GRUNDFOS","MAGNA1 50-180 F 280 1x230V PN6/10",{"v":1477,"d":"1,477"},"E2"]
[97924188,"Насос GRUNDFOS","MAGNA1 50-40 F 240 1x230V PN6/10",752,"E2"]
[97924189,"Насос GRUNDFOS","MAGNA1 50-60 F 240 1x230V PN6/10",886,"E2"]
[97924190,"Насос GRUNDFOS","MAGNA1 50-80 F 240 1x230V PN6/10",976,"E2"]
[97924205,"Насос GRUNDFOS","MAGNA1 65-100 F 340 1x230V PN6/10",{"v":1239,"d":"1,239"},"E2"]
[97924206,"Насос GRUNDFOS","MAGNA1 65-120 F 340 1x230V PN6/10",{"v":1330,"d":"1,330"},"E2"]
[97924207,"Насос GRUNDFOS","MAGNA1 65-150 F 340 1x230V PN6/10",{"v":1535,"d":"1,535"},"E2"]
[97924202,"Насос GRUNDFOS","MAGNA1 65-40 F 340 1x230V PN6/10",945,"E2"]
[97924203,"Насос GRUNDFOS","MAGNA1 65-60 F 340 1x230V PN6/10",{"v":1079,"d":"1,079"},"E2"]
[97924204,"Насос GRUNDFOS","MAGNA1 65-80 F 340 1x230V PN6/10",{"v":1176,"d":"1,176"},"E2"]
[97924227,"Насос GRUNDFOS","MAGNA1 80-100 F 360 1x230V PN10",{"v":1541,"d":"1,541"},"E2"]
[97924228,"Насос GRUNDFOS","MAGNA1 80-120 F 360 1x230V PN10",{"v":1727,"d":"1,727"},"E2"]
[97924224,"Насос GRUNDFOS","MAGNA1 80-40 F 360 1x230V PN10",{"v":1187,"d":"1,187"},"E2"]
[97924225,"Насос GRUNDFOS","MAGNA1 80-60 F 360 1x230V PN10",{"v":1309,"d":"1,309"},"E2"]
[97924226,"Насос GRUNDFOS","MAGNA1 80-80 F 360 1x230V PN10",{"v":1410,"d":"1,410"},"E2"]
[97924437,"Насос GRUNDFOS","MAGNA1 D 100-100 F 450 1x230V PN10",{"v":4636,"d":"4,636"},"E2"]
[97924438,"Насос GRUNDFOS","MAGNA1 D 100-120 F 450 1x230V PN10",{"v":5261,"d":"5,261"},"E2"]
[97924434,"Насос GRUNDFOS","MAGNA1 D 100-40 F 450 1x230V PN10",{"v":3594,"d":"3,594"},"E2"]
[97924435,"Насос GRUNDFOS","MAGNA1 D 100-60 F 450 1x230V PN10",{"v":3924,"d":"3,924"},"E2"]
[97924436,"Насос GRUNDFOS","MAGNA1 D 100-80 F 450 1x230V PN10",{"v":4254,"d":"4,254"},"E2"]
[97924370,"Насос GRUNDFOS","MAGNA1 D 32-100 180 1x230V PN10",{"v":1281,"d":"1,281"},"E2"]
[97924372,"Насос GRUNDFOS","MAGNA1 D 32-120 F 220 1x230V PN6/10",{"v":1770,"d":"1,770"},"E2"]
[97924367,"Насос GRUNDFOS","MAGNA1 D 32-40 180 1x230V PN10",957,"E2"]
[97924368,"Насос GRUNDFOS","MAGNA1 D 32-60 180 1x230V PN10",{"v":1119,"d":"1,119"},"E2"]
[97924369,"Насос GRUNDFOS","MAGNA1 D 32-80 180 1x230V PN10",{"v":1168,"d":"1,168"},"E2"]
[97924382,"Насос GRUNDFOS","MAGNA1 D 40-100 F 220 1x230V PN6/10",{"v":1935,"d":"1,935"},"E2"]
[97924383,"Насос GRUNDFOS","MAGNA1 D 40-120 F 250 1x230V PN6/10",{"v":2171,"d":"2,171"},"E2"]
[97924384,"Насос GRUNDFOS","MAGNA1 D 40-150 F 250 1x230V PN6/10",{"v":2630,"d":"2,630"},"E2"]
[97924385,"Насос GRUNDFOS","MAGNA1 D 40-180 F 250 1x230V PN6/10",{"v":3026,"d":"3,026"},"E2"]
[97924379,"Насос GRUNDFOS","MAGNA1 D 40-40 F 220 1x230V PN6/10",{"v":1314,"d":"1,314"},"E2"]
[97924380,"Насос GRUNDFOS","MAGNA1 D 40-60 F 220 1x230V PN6/10",{"v":1243,"d":"1,243"},"E2"]
[97924381,"Насос GRUNDFOS","MAGNA1 D 40-80 F 220 1x230V PN6/10",{"v":1753,"d":"1,753"},"E2"]
[97924396,"Насос GRUNDFOS","MAGNA1 D 50-100 F 280 1x230V PN6/10",{"v":2662,"d":"2,662"},"E2"]
[97924397,"Насос GRUNDFOS","MAGNA1 D 50-120 F 280 1x230V PN6/10",{"v":2811,"d":"2,811"},"E2"]
[97924398,"Насос GRUNDFOS","MAGNA1 D 50-150 F 280 1x230V PN6/10",{"v":3242,"d":"3,242"},"E2"]
[97924399,"Насос GRUNDFOS","MAGNA1 D 50-180 F 280 1x230V PN6/10",{"v":3804,"d":"3,804"},"E2"]
[97924393,"Насос GRUNDFOS","MAGNA1 D 50-40 F 240 1x230V PN6/10",{"v":1935,"d":"1,935"},"E2"]
[97924394,"Насос GRUNDFOS","MAGNA1 D 50-60 F 240 1x230V PN6/10",{"v":2283,"d":"2,283"},"E2"]
[97924395,"Насос GRUNDFOS","MAGNA1 D 50-80 F 240 1x230V PN6/10",{"v":2513,"d":"2,513"},"E2"]
[97924410,"Насос GRUNDFOS","MAGNA1 D 65-100 F 340 1x230V PN6/10",{"v":3192,"d":"3,192"},"E2"]
[97924411,"Насос GRUNDFOS","MAGNA1 D 65-120 F 340 1x230V PN6/10",{"v":3423,"d":"3,423"},"E2"]
[97924412,"Насос GRUNDFOS","MAGNA1 D 65-150 F 340 1x230V PN6/10",{"v":3953,"d":"3,953"},"E2"]
[97924407,"Насос GRUNDFOS","MAGNA1 D 65-40 F 340 1x230V PN6/10",{"v":2431,"d":"2,431"},"E2"]
[97924408,"Насос GRUNDFOS","MAGNA1 D 65-60 F 340 1x230V PN6/10",{"v":2778,"d":"2,778"},"E2"]
[97924409,"Насос GRUNDFOS","MAGNA1 D 65-80 F 340 1x230V PN6/10",{"v":3026,"d":"3,026"},"E2"]
[97924432,"Насос GRUNDFOS","MAGNA1 D 80-100 F 360 1x230V PN10",{"v":3959,"d":"3,959"},"E2"]
[97924433,"Насос GRUNDFOS","MAGNA1 D 80-120 F 360 1x230V PN10",{"v":4445,"d":"4,445"},"E2"]
[97924429,"Насос GRUNDFOS","MAGNA1 D 80-40 F 360 1x230V PN10",{"v":3056,"d":"3,056"},"E2"]
[97924430,"Насос GRUNDFOS","MAGNA1 D 80-60 F 360 1x230V PN10",{"v":3369,"d":"3,369"},"E2"]
[97924431,"Насос GRUNDFOS","MAGNA1 D 80-80 F 360 1x230V PN10",{"v":3629,"d":"3,629"},"E2"]
[97924324,"Насос GRUNDFOS","MAGNA3 100-100 F 450 1x230V PN10",{"v":2941,"d":"2,941"},"E2"]
[97924314,"Насос GRUNDFOS","MAGNA3 100-100 F 450 1x230V PN6",{"v":2801,"d":"2,801"},"E2"]
[97924325,"Насос GRUNDFOS","MAGNA3 100-120 F 450 1x230V PN10v",{"v":3338,"d":"3,338"},"E2"]
[97924315,"Насос GRUNDFOS","MAGNA3 100-120 F 450 1x230V PN6",{"v":3179,"d":"3,179"},"E2"]
[97924321,"Насос GRUNDFOS","MAGNA3 100-40 F 450 1x230V PN10",{"v":2280,"d":"2,280"},"E2"]
[97924311,"Насос GRUNDFOS","MAGNA3 100-40 F 450 1x230V PN6",{"v":2172,"d":"2,172"},"E2"]
[97924322,"Насос GRUNDFOS","MAGNA3 100-60 F 450 1x230V PN10",{"v":2490,"d":"2,490"},"E2"]
[97924312,"Насос GRUNDFOS","MAGNA3 100-60 F 450 1x230V PN6",{"v":2371,"d":"2,371"},"E2"]
[97924323,"Насос GRUNDFOS","MAGNA3 100-80 F 450 1x230V PN10",{"v":2699,"d":"2,699"},"E2"]
[97924313,"Насос GRUNDFOS","MAGNA3 100-80 F 450 1x230V PN6",{"v":2570,"d":"2,570"},"E2"]
[97924247,"Насос GRUNDFOS","MAGNA3 25-100 180 1x230V PN10",803,"E2"]
[97924339,"Насос GRUNDFOS","MAGNA3 25-100 N 180 1x230V PN10",{"v":1281,"d":"1,281"},"E2"]
[97924248,"Насос GRUNDFOS","MAGNA3 25-120 180 1x230V PN10",903,"E2"]
[97924340,"Насос GRUNDFOS","MAGNA3 25-120 N 180 1x230V PN10",{"v":1442,"d":"1,442"},"E2"]
[97924244,"Насос GRUNDFOS","MAGNA3 25-40 180 1x230V PN10",535,"E2"]
[97924336,"Насос GRUNDFOS","MAGNA3 25-40 N 180 1x230V PN10",855,"E2"]
[97924245,"Насос GRUNDFOS","MAGNA3 25-60 180 1x230V PN10",636,"E2"]
[97924337,"Насос GRUNDFOS","MAGNA3 25-60 N 180 1x230V PN10",{"v":1015,"d":"1,015"},"E2"]
[97924246,"Насос GRUNDFOS","MAGNA3 25-80 180 1x230V PN10",725,"E2"]
[97924338,"Насос GRUNDFOS","MAGNA3 25-80 N 180 1x230V PN10",{"v":1157,"d":"1,157"},"E2"]
[97924257,"Насос GRUNDFOS","MAGNA3 32-100 180 1x230V PN10",881,"E2"]
[97924258,"Насос GRUNDFOS","MAGNA3 32-100 F 220 1x230V PN6/10",{"v":1026,"d":"1,026"},"E2"]
[97924345,"Насос GRUNDFOS","MAGNA3 32-100 F N 220 1x230V PN6/10",{"v":1638,"d":"1,638"},"E2"]
[97924344,"Насос GRUNDFOS","MAGNA3 32-100 N 180 1x230V PN10",{"v":1407,"d":"1,407"},"E2"]
[97924259,"Насос GRUNDFOS","MAGNA3 32-120 F 220 1x230V PN6/10",{"v":1083,"d":"1,083"},"E2"]
[97924346,"Насос GRUNDFOS","MAGNA3 32-120 F N 220 1x230V PN6/10",{"v":1830,"d":"1,830"},"E2"]
[97924254,"Насос GRUNDFOS","MAGNA3 32-40 180 1x230V PN10",658,"E2"]
[98333834,"Насос GRUNDFOS","MAGNA3 32-40 F 220 1x230V PN6/10",725,"E2"]
[98333836,"Насос GRUNDFOS","MAGNA3 32-40 F N 220 1x230V PN6/10",{"v":1157,"d":"1,157"},"E2"]
[97924341,"Насос GRUNDFOS","MAGNA3 32-40 N 180 1x230V PN10",{"v":1051,"d":"1,051"},"E2"]
[97924255,"Насос GRUNDFOS","MAGNA3 32-60 180 1x230V PN10",769,"E2"]
[98333854,"Насос GRUNDFOS","MAGNA3 32-60 F 220 1x230V PN6/10",847,"E2"]
[98333856,"Насос GRUNDFOS","MAGNA3 32-60 F N 220 1x230V PN6/10",{"v":1353,"d":"1,353"},"E2"]
[97924342,"Насос GRUNDFOS","MAGNA3 32-60 N 180 1x230V PN10",{"v":1228,"d":"1,228"},"E2"]
[97924256,"Насос GRUNDFOS","MAGNA3 32-80 180 1x230V PN10",803,"E2"]
[98333874,"Насос GRUNDFOS","MAGNA3 32-80 F 220 1x230V PN6/10",892,"E2"]
[98333876,"Насос GRUNDFOS","MAGNA3 32-80 F N 220 1x230V PN6/10",{"v":1424,"d":"1,424"},"E2"]
[97924343,"Насос GRUNDFOS","MAGNA3 32-80 N 180 1x230V PN10",{"v":1281,"d":"1,281"},"E2"]
[97924269,"Насос GRUNDFOS","MAGNA3 40-100 F 220 1x230V PN6/10",{"v":1151,"d":"1,151"},"E2"]
[97924350,"Насос GRUNDFOS","MAGNA3 40-100 F N 220 1x230V PN6/10",{"v":1961,"d":"1,961"},"E2"]
[97924270,"Насос GRUNDFOS","MAGNA3 40-120 F 250 1x230V PN6/10",{"v":1279,"d":"1,279"},"E2"]
[97924351,"Насос GRUNDFOS","MAGNA3 40-120 F N 250 1x230V PN6/10",{"v":2168,"d":"2,168"},"E2"]
[97924271,"Насос GRUNDFOS","MAGNA3 40-150 F 250 1x230V PN6/10",{"v":1581,"d":"1,581"},"E2"]
[97924352,"Насос GRUNDFOS","MAGNA3 40-150 F N 250 1x230V PN6/10",{"v":2665,"d":"2,665"},"E2"]
[97924272,"Насос GRUNDFOS","MAGNA3 40-180 F 250 1x230V PN6/10",{"v":1840,"d":"1,840"},"E2"]
[97924353,"Насос GRUNDFOS","MAGNA3 40-180 F N 250 1x230V PN6/10",{"v":3099,"d":"3,099"},"E2"]
[97924266,"Насос GRUNDFOS","MAGNA3 40-40 F 220 1x230V PN6/10",850,"E2"]
[97924347,"Насос GRUNDFOS","MAGNA3 40-40 F N 220 1x230V PN6/10",{"v":1440,"d":"1,440"},"E2"]
[97924267,"Насос GRUNDFOS","MAGNA3 40-60 F 220 1x230V PN6/10",934,"E2"]
[97924348,"Насос GRUNDFOS","MAGNA3 40-60 F N 220 1x230V PN6/10",{"v":1686,"d":"1,686"},"E2"]
[97924268,"Насос GRUNDFOS","MAGNA3 40-80 F 220 1x230V PN6/10",{"v":1054,"d":"1,054"},"E2"]
[97924349,"Насос GRUNDFOS","MAGNA3 40-80 F N 220 1x230V PN6/10",{"v":1777,"d":"1,777"},"E2"]
[97924283,"Насос GRUNDFOS","MAGNA3 50-100 F 280 1x230V PN6/10",{"v":1619,"d":"1,619"},"E2"]
[97924357,"Насос GRUNDFOS","MAGNA3 50-100 F N 280 1x230V PN6/10",{"v":2700,"d":"2,700"},"E2"]
[97924284,"Насос GRUNDFOS","MAGNA3 50-120 F 280 1x230V PN6/10",{"v":1728,"d":"1,728"},"E2"]
[97924358,"Насос GRUNDFOS","MAGNA3 50-120 F N 280 1x230V PN6/10",{"v":2850,"d":"2,850"},"E2"]
[97924285,"Насос GRUNDFOS","MAGNA3 50-150 F 280 1x230V PN6/10",{"v":1971,"d":"1,971"},"E2"]
[97924359,"Насос GRUNDFOS","MAGNA3 50-150 F N 280 1x230V PN6/10",{"v":3285,"d":"3,285"},"E2"]
[97924286,"Насос GRUNDFOS","MAGNA3 50-180 F 280 1x230V PN6/10",{"v":2312,"d":"2,312"},"E2"]
[97924360,"Насос GRUNDFOS","MAGNA3 50-180 F N 280 1x230V PN6/10",{"v":3894,"d":"3,894"},"E2"]
[97924280,"Насос GRUNDFOS","MAGNA3 50-40 F 240 1x230V PN6/10",{"v":1177,"d":"1,177"},"E2"]
[97924354,"Насос GRUNDFOS","MAGNA3 50-40 F N 240 1x230V PN6/10",{"v":2001,"d":"2,001"},"E2"]
[97924281,"Насос GRUNDFOS","MAGNA3 50-60 F 240 1x230V PN6/10",{"v":1388,"d":"1,388"},"E2"]
[97924355,"Насос GRUNDFOS","MAGNA3 50-60 F N 240 1x230V PN6/10",{"v":2337,"d":"2,337"},"E2"]
[97924282,"Насос GRUNDFOS","MAGNA3 50-80 F 240 1x230V PN6/10",{"v":1528,"d":"1,528"},"E2"]
[97924356,"Насос GRUNDFOS","MAGNA3 50-80 F N 240 1x230V PN6/10",{"v":5299,"d":"5,299"},"E2"]
[97924297,"Насос GRUNDFOS","MAGNA3 65-100 F 340 1x230V PN6/10",{"v":1941,"d":"1,941"},"E2"]
[97924364,"Насос GRUNDFOS","MAGNA3 65-100 F N 340 1x230V PN6/10",{"v":3301,"d":"3,301"},"E2"]
[97924298,"Насос GRUNDFOS","MAGNA3 65-120 F 340 1x230V PN6/10",{"v":2081,"d":"2,081"},"E2"]
[97924365,"Насос GRUNDFOS","MAGNA3 65-120 F N 340 1x230V PN6/10",{"v":3540,"d":"3,540"},"E2"]
[97924299,"Насос GRUNDFOS","MAGNA3 65-150 F 340 1x230V PN6/10",{"v":2403,"d":"2,403"},"E2"]
[97924366,"Насос GRUNDFOS","MAGNA3 65-150 F N 340 1x230V PN6/10",{"v":4046,"d":"4,046"},"E2"]
[97924294,"Насос GRUNDFOS","MAGNA3 65-40 F 340 1x230V PN6/10",{"v":1478,"d":"1,478"},"E2"]
[97924361,"Насос GRUNDFOS","MAGNA3 65-40 F N 340 1x230V PN6/10",{"v":2539,"d":"2,539"},"E2"]
[97924295,"Насос GRUNDFOS","MAGNA3 65-60 F 340 1x230V PN6/10",{"v":1689,"d":"1,689"},"E2"]
[97924362,"Насос GRUNDFOS","MAGNA3 65-60 F N 340 1x230V PN6/10",{"v":2817,"d":"2,817"},"E2"]
[97924296,"Насос GRUNDFOS","MAGNA3 65-80 F 340 1x230V PN6/10",{"v":1847,"d":"1,847"},"E2"]
[97924363,"Насос GRUNDFOS","MAGNA3 65-80 F N 340 1x230V PN6/10",{"v":3130,"d":"3,130"},"E2"]
[97924319,"Насос GRUNDFOS","MAGNA3 80-100 F 360 1x230V PN10",{"v":2512,"d":"2,512"},"E2"]
[97924309,"Насос GRUNDFOS","MAGNA3 80-100 F 360 1x230V PN6",{"v":2392,"d":"2,392"},"E2"]
[97924320,"Насос GRUNDFOS","MAGNA3 80-120 F 360 1x230V PN10",{"v":2820,"d":"2,820"},"E2"]
[97924310,"Насос GRUNDFOS","MAGNA3 80-120 F 360 1x230V PN6",{"v":2686,"d":"2,686"},"E2"]
[97924316,"Насос GRUNDFOS","MAGNA3 80-40 F 360 1x230V PN10",{"v":1939,"d":"1,939"},"E2"]
[97924306,"Насос GRUNDFOS","MAGNA3 80-40 F 360 1x230V PN6",{"v":1847,"d":"1,847"},"E2"]
[97924317,"Насос GRUNDFOS","MAGNA3 80-60 F 360 1x230V PN10",{"v":2137,"d":"2,137"},"E2"]
[97924307,"Насос GRUNDFOS","MAGNA3 80-60 F 360 1x230V PN6",{"v":2035,"d":"2,035"},"E2"]
[97924318,"Насос GRUNDFOS","MAGNA3 80-80 F 360 1x230V PN10",{"v":2302,"d":"2,302"},"E2"]
[97924308,"Насос GRUNDFOS","MAGNA3 80-80 F 360 1x230V PN6",{"v":2193,"d":"2,193"},"E2"]
[97924519,"Насос GRUNDFOS","MAGNA3 D 100-100 F 450 1x230V PN10",{"v":5624,"d":"5,624"},"E2"]
[97924509,"Насос GRUNDFOS","MAGNA3 D 100-100 F 450 1x230V PN6",{"v":5357,"d":"5,357"},"E2"]
[97924520,"Насос GRUNDFOS","MAGNA3 D 100-120 F 450 1x230V PN10",{"v":6383,"d":"6,383"},"E2"]
[97924510,"Насос GRUNDFOS","MAGNA3 D 100-120 F 450 1x230V PN6",{"v":6079,"d":"6,079"},"E2"]
[97924516,"Насос GRUNDFOS","MAGNA3 D 100-40 F 450 1x230V PN10",{"v":4361,"d":"4,361"},"E2"]
[97924506,"Насос GRUNDFOS","MAGNA3 D 100-40 F 450 1x230V PN6",{"v":4153,"d":"4,153"},"E2"]
[97924517,"Насос GRUNDFOS","MAGNA3 D 100-60 F 450 1x230V PN10",{"v":4761,"d":"4,761"},"E2"]
[97924507,"Насос GRUNDFOS","MAGNA3 D 100-60 F 450 1x230V PN6",{"v":4534,"d":"4,534"},"E2"]
[97924518,"Насос GRUNDFOS","MAGNA3 D 100-80 F 450 1x230V PN10",{"v":5161,"d":"5,161"},"E2"]
[97924508,"Насос GRUNDFOS","MAGNA3 D 100-80 F 450 1x230V PN6",{"v":4915,"d":"4,915"},"E2"]
[97924452,"Насос GRUNDFOS","MAGNA3 D 32-100 180 1x230V PN10",{"v":1585,"d":"1,585"},"E2"]
[97924453,"Насос GRUNDFOS","MAGNA3 D 32-100 F 220 1x230V PN6/10",{"v":1846,"d":"1,846"},"E2"]
[97924454,"Насос GRUNDFOS","MAGNA3 D 32-120 F 220 1x230V PN6/10",{"v":2147,"d":"2,147"},"E2"]
[97924449,"Насос GRUNDFOS","MAGNA3 D 32-40 180 1x230V PN10",{"v":1161,"d":"1,161"},"E2"]
[98333840,"Насос GRUNDFOS","MAGNA3 D 32-40 F 220 1x230V PN6/10",{"v":1304,"d":"1,304"},"E2"]
[97924450,"Насос GRUNDFOS","MAGNA3 D 32-60 180 1x230V PN10",{"v":1385,"d":"1,385"},"E2"]
[98333860,"Насос GRUNDFOS","MAGNA3 D 32-60 F 220 1x230V PN6/10",{"v":1525,"d":"1,525"},"E2"]
[97924451,"Насос GRUNDFOS","MAGNA3 D 32-80 180 1x230V PN10",{"v":1445,"d":"1,445"},"E2"]
[98333880,"Насос GRUNDFOS","MAGNA3 D 32-80 F 220 1x230V PN6/10",{"v":1605,"d":"1,605"},"E2"]
[97924464,"Насос GRUNDFOS","MAGNA3 D 40-100 F 220 1x230V PN6/10",{"v":2348,"d":"2,348"},"E2"]
[97924465,"Насос GRUNDFOS","MAGNA3 D 40-120 F 250 1x230V PN6/10",{"v":2608,"d":"2,608"},"E2"]
[97924466,"Насос GRUNDFOS","MAGNA3 D 40-150 F 250 1x230V PN6/10",{"v":3190,"d":"3,190"},"E2"]
[97924467,"Насос GRUNDFOS","MAGNA3 D 40-180 F 250 1x230V PN6/10",{"v":3671,"d":"3,671"},"E2"]
[97924461,"Насос GRUNDFOS","MAGNA3 D 40-40 F 220 1x230V PN6/10",{"v":1625,"d":"1,625"},"E2"]
[97924462,"Насос GRUNDFOS","MAGNA3 D 40-60 F 220 1x230V PN6/10",{"v":1538,"d":"1,538"},"E2"]
[97924463,"Насос GRUNDFOS","MAGNA3 D 40-80 F 220 1x230V PN6/10",{"v":2127,"d":"2,127"},"E2"]
[97924478,"Насос GRUNDFOS","MAGNA3 D 50-100 F 280 1x230V PN6/10",{"v":3230,"d":"3,230"},"E2"]
[97924479,"Насос GRUNDFOS","MAGNA3 D 50-120 F 280 1x230V PN6/10",{"v":3411,"d":"3,411"},"E2"]
[97924480,"Насос GRUNDFOS","MAGNA3 D 50-150 F 280 1x230V PN6/10",{"v":3932,"d":"3,932"},"E2"]
[97924481,"Насос GRUNDFOS","MAGNA3 D 50-180 F 280 1x230V PN6/10",{"v":4614,"d":"4,614"},"E2"]
[97924475,"Насос GRUNDFOS","MAGNA3 D 50-40 F 240 1x230V PN6/10",{"v":2348,"d":"2,348"},"E2"]
[97924476,"Насос GRUNDFOS","MAGNA3 D 50-60 F 240 1x230V PN6/10",{"v":2769,"d":"2,769"},"E2"]
[97924477,"Насос GRUNDFOS","MAGNA3 D 50-80 F 240 1x230V PN6/10",{"v":3050,"d":"3,050"},"E2"]
[97924492,"Насос GRUNDFOS","MAGNA3 D 65-100 F 340 1x230V PN6/10",{"v":3872,"d":"3,872"},"E2"]
[97924493,"Насос GRUNDFOS","MAGNA3 D 65-120 F 340 1x230V PN6/10",{"v":4153,"d":"4,153"},"E2"]
[97924494,"Насос GRUNDFOS","MAGNA3 D 65-150 F 340 1x230V PN6/10",{"v":4795,"d":"4,795"},"E2"]
[97924489,"Насос GRUNDFOS","MAGNA3 D 65-40 F 340 1x230V PN6/10",{"v":2949,"d":"2,949"},"E2"]
[97924490,"Насос GRUNDFOS","MAGNA3 D 65-60 F 340 1x230V PN6/10",{"v":3371,"d":"3,371"},"E2"]
[97924491,"Насос GRUNDFOS","MAGNA3 D 65-80 F 340 1x230V PN6/10",{"v":3671,"d":"3,671"},"E2"]
[97924514,"Насос GRUNDFOS","MAGNA3 D 80-100 F 360 1x230V PN10",{"v":4803,"d":"4,803"},"E2"]
[97924504,"Насос GRUNDFOS","MAGNA3 D 80-100 F 360 1x230V PN6",{"v":4574,"d":"4,574"},"E2"]
[97924515,"Насос GRUNDFOS","MAGNA3 D 80-120 F 360 1x230V PN10",{"v":5393,"d":"5,393"},"E2"]
[97924505,"Насос GRUNDFOS","MAGNA3 D 80-120 F 360 1x230V PN6",{"v":5136,"d":"5,136"},"E2"]
[97924511,"Насос GRUNDFOS","MAGNA3 D 80-40 F 360 1x230V PN10",{"v":3708,"d":"3,708"},"E2"]
[97924501,"Насос GRUNDFOS","MAGNA3 D 80-40 F 360 1x230V PN6",{"v":3531,"d":"3,531"},"E2"]
[97924512,"Насос GRUNDFOS","MAGNA3 D 80-60 F 360 1x230V PN10",{"v":4087,"d":"4,087"},"E2"]
[97924502,"Насос GRUNDFOS","MAGNA3 D 80-60 F 360 1x230V PN6",{"v":3892,"d":"3,892"},"E2"]
[97924513,"Насос GRUNDFOS","MAGNA3 D 80-80 F 360 1x230V PN10",{"v":4403,"d":"4,403"},"E2"]
[97924503,"Насос GRUNDFOS","MAGNA3 D 80-80 F 360 1x230V PN6",{"v":4193,"d":"4,193"},"E2"]
["00ID9011","Манометрический кран с поворотной муфтой GRUNDFOS ","MANO HAHN 1/2\" M.MUFFE-DREHBAR MS",46,"Z"]
["00ID6980","Манометр GRUNDFOS","MANOMETER 0-25BAR 63MM RМ\"",24,"Z"]
["00ID9144","Манометр GRUNDFOS","MANOMETER 0-40BAR D100 1/2\" MS",64,"Z"]
["00ID7387","Мановакуумметр GRUNDFOS","Manometer -1/-9 BAR R1/4\" DU63mm",16,"Z"]
[920410,"Манометр GRUNDFOS","MANOMETER 63MM 0-10 BAR 1/4\" X60",18,"Z"]
["00ID8335","Переходная муфта для манометра GRUNDFOS","Manometer connecting nipple MS",19,"Z"]
[96406992,"Электронно-механический таймер с суточным диском для настенного монтажа GRUNDFOS","MaxiRex CT Analog 24-hours clock",49,"Z"]
[91072076,"Датчик давления GRUNDFOS","MBS3000-1811-1AB08 0-6 BAR 4-20MA",135,"Z"]
[91072077,"Датчик давления GRUNDFOS","MBS3000-2021-1AB08 0-10 BAR 4-20MA",135,"Z"]
[91072078,"Датчик давления GRUNDFOS","MBS3000-2221-1AB08 0-16 BAR 4-20MA",135,"Z"]
[91072079,"Датчик давления GRUNDFOS","MBS3000-2421-1AB08 0-25 BAR 4-20MA",135,"Z"]
[96760901,"Модуль расширения GRUNDFOS","MCB 114 I/O Module 130B1173",192,"Z"]
[97901084,"Насосная установка GRUNDFOS","MD.12.1.4 1x230V",{"v":5365,"d":"5,365"},"J4"]
[97901096,"Насосная установка GRUNDFOS","MD.12.1.4 1x230V 10M",{"v":5592,"d":"5,592"},"J4"]
[97901085,"Насосная установка GRUNDFOS","MD.12.3.4 3x400V",{"v":5250,"d":"5,250"},"J4"]
[97901097,"Насосная установка GRUNDFOS","MD.12.3.4 3x400V 10M",{"v":5479,"d":"5,479"},"J4"]
[97901086,"Насосная установка GRUNDFOS","MD.15.1.4 1x230V",{"v":5745,"d":"5,745"},"J4"]
[97901098,"Насосная установка GRUNDFOS","MD.15.1.4 1x230V 10M",{"v":5945,"d":"5,945"},"J4"]
[97901087,"Насосная установка GRUNDFOS","MD.15.3.4 3x400V",{"v":5745,"d":"5,745"},"J4"]
[97901099,"Насосная установка GRUNDFOS","MD.15.3.4 3x400V 10M",{"v":5945,"d":"5,945"},"J4"]
[97901088,"Насосная установка GRUNDFOS","MD.22.3.4 3x400V",{"v":6188,"d":"6,188"},"J4"]
[97901100,"Насосная установка GRUNDFOS","MD.22.3.4 3x400V 10M",{"v":6249,"d":"6,249"},"J4"]
[97901090,"Насосная установка GRUNDFOS","MD.24.3.2 3x400V",{"v":6583,"d":"6,583"},"J4"]
[97901101,"Насосная установка GRUNDFOS","MD.24.3.2 3x400V 10M",{"v":6734,"d":"6,734"},"J4"]
[97901092,"Насосная установка GRUNDFOS","MD.32.3.2 3x400V",{"v":6664,"d":"6,664"},"J4"]
[97901102,"Насосная установка GRUNDFOS","MD.32.3.2 3x400V 10M",{"v":6817,"d":"6,817"},"J4"]
[97901094,"Насосная установка GRUNDFOS","MD.38.3.2 3x400V",{"v":7722,"d":"7,722"},"J4"]
[97901103,"Насосная установка GRUNDFOS","MD.38.3.2 3x400V 10M",{"v":8183,"d":"8,183"},"J4"]
[97577870,"Насосная установка GRUNDFOS","MD1.80.100.15.4.50D/400-2 SL",{"v":13682,"d":"13,682"},"J4"]
[96102292,"Насосная установка GRUNDFOS","MD1.80.100.15.4.50D/450-2.SE",{"v":15202,"d":"15,202"},"J4"]
[96102294,"Насосная установка GRUNDFOS","MD1.80.100.22.4.50D/450-2.SE",{"v":16673,"d":"16,673"},"J4"]
[97577872,"Насосная установка GRUNDFOS","MD1.80.100.22.4.50D/450-2.SL",{"v":14933,"d":"14,933"},"J4"]
[96102296,"Насосная установка GRUNDFOS","MD1.80.100.30.4.50D/450-2.SE",{"v":17801,"d":"17,801"},"J4"]
[97577874,"Насосная установка GRUNDFOS","MD1.80.100.30.4.50D/450-2.SL",{"v":16020,"d":"16,020"},"J4"]
[96102298,"Насосная установка GRUNDFOS","MD1.80.100.40.4.51D/450-2.SE",{"v":20889,"d":"20,889"},"J4"]
[97577876,"Насосная установка GRUNDFOS","MD1.80.100.40.4.51D/450-2.SL",{"v":18800,"d":"18,800"},"J4"]
[96102300,"Насосная установка GRUNDFOS","MD1.80.100.55.4.51D/450-2.SE",{"v":22476,"d":"22,476"},"J4"]
[97577878,"Насосная установка GRUNDFOS","MD1.80.100.55.4.51D/450-2.SL",{"v":20228,"d":"20,228"},"J4"]
[96102302,"Насосная установка GRUNDFOS","MD1.80.100.75.4.51D/450-2.SE",{"v":24407,"d":"24,407"},"J4"]
[97577880,"Насосная установка GRUNDFOS","MD1.80.100.75.4.51D/450-2.SL",{"v":21966,"d":"21,966"},"J4"]
[96102280,"Насосная установка GRUNDFOS","MD1.80.80.15.4.50D/450.SE",{"v":12494,"d":"12,494"},"J4"]
[97577857,"Насосная установка GRUNDFOS","MD1.80.80.15.4.50D/450.SL",{"v":11244,"d":"11,244"},"J4"]
[96102282,"Насосная установка GRUNDFOS","MD1.80.80.22.4.50D/450.SE",{"v":12679,"d":"12,679"},"J4"]
[97577859,"Насосная установка GRUNDFOS","MD1.80.80.22.4.50D/450.SL",{"v":11654,"d":"11,654"},"J4"]
[96102284,"Насосная установка GRUNDFOS","MD1.80.80.30.4.50D/450.SE",{"v":15615,"d":"15,615"},"J4"]
[97577861,"Насосная установка GRUNDFOS","MD1.80.80.30.4.50D/450.SL",{"v":14055,"d":"14,055"},"J4"]
[96102286,"Насосная установка GRUNDFOS","MD1.80.80.40.4.51D/450.SE",{"v":18769,"d":"18,769"},"J4"]
[97577863,"Насосная установка GRUNDFOS","MD1.80.80.40.4.51D/450.SL",{"v":16891,"d":"16,891"},"J4"]
[96102288,"Насосная установка GRUNDFOS","MD1.80.80.55.4.51D/450.SE",{"v":20129,"d":"20,129"},"J4"]
[97577865,"Насосная установка GRUNDFOS","MD1.80.80.55.4.51D/450.SL",{"v":18117,"d":"18,117"},"J4"]
[96102290,"Насосная установка GRUNDFOS","MD1.80.80.75.4.51D/450.SE",{"v":21795,"d":"21,795"},"J4"]
[97577867,"Насосная установка GRUNDFOS","MD1.80.80.75.4.51D/450.SL",{"v":19618,"d":"19,618"},"J4"]
[97901136,"Насосная установка GRUNDFOS","MDG.09.1.2 1x230V",{"v":8820,"d":"8,820"},"J4"]
[97901137,"Насосная установка GRUNDFOS","MDG.09.3.2 3x400V",{"v":8183,"d":"8,183"},"J4"]
[97901138,"Насосная установка GRUNDFOS","MDG.12.1.2 1x230V",{"v":9046,"d":"9,046"},"J4"]
[97901139,"Насосная установка GRUNDFOS","MDG.12.3.2 3x400V",{"v":8411,"d":"8,411"},"J4"]
[97901140,"Насосная установка GRUNDFOS","MDG.15.3.2 3x400V",{"v":8524,"d":"8,524"},"J4"]
[97901142,"Насосная установка GRUNDFOS","MDG.26.3.2 3x400V",{"v":9434,"d":"9,434"},"J4"]
[97901144,"Насосная установка GRUNDFOS","MDG.31.3.2 3x400V",{"v":10115,"d":"10,115"},"J4"]
[97901146,"Насосная установка GRUNDFOS","MDG.40.3.2 3x400V",{"v":10797,"d":"10,797"},"J4"]
["00ID5083","Реле давления GRUNDFOS","MDR5/5 R5  PRESSURE SWITCH",53,"Z"]
["00ID5086","Реле давления GRUNDFOS","MDR5-8 PRESSURE SWITCH",60,"Z"]
[96102274,"Насосная станция GRUNDFOS","MDV.65.80.22.2.50D/450.SE",{"v":11601,"d":"11,601"},"J4"]
[97577818,"Насосная станция GRUNDFOS","MDV.65.80.22.2.50D/450.SL",{"v":10441,"d":"10,441"},"J4"]
[96102276,"Насосная станция GRUNDFOS","MDV.65.80.30.2.50D/450.SE",{"v":12386,"d":"12,386"},"J4"]
[97577833,"Насосная станция GRUNDFOS","MDV.65.80.30.2.50D/450.SL",{"v":11146,"d":"11,146"},"J4"]
[96102278,"Насосная станция GRUNDFOS","MDV.65.80.40.2.51D/450.SE",{"v":16521,"d":"16,521"},"J4"]
[97577836,"Насосная станция GRUNDFOS","MDV.65.80.40.2.51D/450.SL",{"v":14869,"d":"14,869"},"J4"]
[96746286,"Насосная станция GRUNDFOS","MDV.80.80.110.2.51D/450.SE",{"v":28136,"d":"28,136"},"J4"]
[97577855,"Насосная станция GRUNDFOS","MDV.80.80.110.2.51D/450.SL",{"v":26352,"d":"26,352"},"J4"]
[96776520,"Насосная станция GRUNDFOS","MDV.80.80.60.2.51D/450.SE",{"v":19956,"d":"19,956"},"J4"]
[97577838,"Насосная станция GRUNDFOS","MDV.80.80.60.2.51D/450.SL",{"v":17960,"d":"17,960"},"J4"]
[96741485,"Насосная станция GRUNDFOS","MDV.80.80.75.2.51D/450.SE",{"v":21205,"d":"21,205"},"J4"]
[97577840,"Насосная станция GRUNDFOS","MDV.80.80.75.2.51D/450.SL",{"v":19084,"d":"19,084"},"J4"]
[96746285,"Насосная станция GRUNDFOS","MDV.80.80.92.2.51D/450.SE",{"v":25130,"d":"25,130"},"J4"]
[97577853,"Насосная станция GRUNDFOS","MDV.80.80.92.2.51D/450.SL",{"v":22617,"d":"22,617"},"J4"]
[95737679,"Измерительная ячейка для ClO2 GRUNDFOS","Measuring cell",{"v":2852,"d":"2,852"},"M10"]
[96528336,"Мембранный бак GRUNDFOS","Membrantank GT-H-12 V",53,"Z"]
[95704591,"Многофункциональный клапан GRUNDFOS","MFV-G5/8-10 PP/E U2",199,"ZM1"]
[95704585,"Многофункциональный клапан GRUNDFOS","MFV-G5/8-10 PP/V U2",199,"ZM1"]
[95730812,"Многофункциональный клапан GRUNDFOS","MFV-G5/8-10 PV/T U2",259,"ZM1"]
[95730808,"Многофункциональный клапан GRUNDFOS","MFV-G5/8-10 PVC/E U2",199,"ZM1"]
[95730809,"Многофункциональный клапан GRUNDFOS","MFV-G5/8-10 PVC/T U2",252,"ZM1"]
[95730807,"Многофункциональный клапан GRUNDFOS","MFV-G5/8-10 PVC/V U2",199,"ZM1"]
[98046376,"Шкаф управления GRUNDFOS","MI202",99,"Z"]
[98424092,"Шкаф управления GRUNDFOS","MI204, iPhone5 Dongle cpl.",99,"Z"]
[98046408,"Шкаф управления GRUNDFOS","MI301",199,"Z"]
[97901104,"Насосная установка GRUNDFOS","MLD.12.1.4 1x230V",{"v":8297,"d":"8,297"},"J4"]
[97901116,"Насосная установка GRUNDFOS","MLD.12.1.4 1x230V 10M",{"v":8524,"d":"8,524"},"J4"]
[97901105,"Насосная установка GRUNDFOS","MLD.12.3.4 3x400V",{"v":8377,"d":"8,377"},"J4"]
[97901117,"Насосная установка GRUNDFOS","MLD.12.3.4 3x400V 10M",{"v":8524,"d":"8,524"},"J4"]
[97901106,"Насосная установка GRUNDFOS","MLD.15.1.4 1x230V",{"v":8945,"d":"8,945"},"J4"]
[97901118,"Насосная установка GRUNDFOS","MLD.15.1.4 1x230V 10M",{"v":8979,"d":"8,979"},"J4"]
[97901107,"Насосная установка GRUNDFOS","MLD.15.3.4 3x400V",{"v":8859,"d":"8,859"},"J4"]
[97901119,"Насосная установка GRUNDFOS","MLD.15.3.4 3x400V 10M",{"v":8979,"d":"8,979"},"J4"]
[97901108,"Насосная установка GRUNDFOS","MLD.22.3.4 3x400V",{"v":9129,"d":"9,129"},"J4"]
[97901120,"Насосная установка GRUNDFOS","MLD.22.3.4 3x400V 10M",{"v":9205,"d":"9,205"},"J4"]
[97901110,"Насосная установка GRUNDFOS","MLD.24.3.2 3x400V",{"v":9123,"d":"9,123"},"J4"]
[97901121,"Насосная установка GRUNDFOS","MLD.24.3.2 3x400V 10M",{"v":9434,"d":"9,434"},"J4"]
[97901112,"Насосная установка GRUNDFOS","MLD.32.3.2 3x400V",{"v":9582,"d":"9,582"},"J4"]
[97901122,"Насосная установка GRUNDFOS","MLD.32.3.2 3x400V 10M",{"v":9613,"d":"9,613"},"J4"]
[97901114,"Насосная установка GRUNDFOS","MLD.38.3.2 3x400V",{"v":9792,"d":"9,792"},"J4"]
[97901123,"Насосная установка GRUNDFOS","MLD.38.3.2 3x400V 10M",{"v":10016,"d":"10,016"},"J4"]
[96824796,"Модуль передачи данных CIM GRUNDFOS","MODBUS CIM200 Add-on cpl. Packed",220,"Z"]
[97644728,"Интерфейс передачи данных CIU GRUNDFOS","MODBUS CIU 202 AUTOADAPT",551,"Z"]
[96753082,"Интерфейс передачи данных CIU GRUNDFOS","MODBUS CIU200 cpl.",370,"Z"]
[96805185,"Комплект для передачи SMS-сообщений об авариях GRUNDFOS","Modem w/ antenna and battery, RU",987,"Z"]
[97901124,"Насосная установка GRUNDFOS","MOG.09.1.2 1x230V",{"v":4660,"d":"4,660"},"J4"]
[97901125,"Насосная установка GRUNDFOS","MOG.09.3.2 3x400V",{"v":4091,"d":"4,091"},"J4"]
[97901126,"Насосная установка GRUNDFOS","MOG.12.1.2 1x230V",{"v":5113,"d":"5,113"},"J4"]
[97901127,"Насосная установка GRUNDFOS","MOG.12.3.2 3x400V",{"v":4431,"d":"4,431"},"J4"]
[97901128,"Насосная установка GRUNDFOS","MOG.15.3.2 3x400V",{"v":4658,"d":"4,658"},"J4"]
[97901130,"Насосная установка GRUNDFOS","MOG.26.3.2 3x400V",{"v":5454,"d":"5,454"},"J4"]
[97901132,"Насосная установка GRUNDFOS","MOG.31.3.2 3x400V",{"v":5795,"d":"5,795"},"J4"]
[97901134,"Насосная установка GRUNDFOS","MOG.40.3.2 3x400V",{"v":6138,"d":"6,138"},"J4"]
[96115295,"Кронштейн электродвигателя GRUNDFOS","Motor bracket 60/60; AISI 316",630,"Z"]
["00RM3952","Кабель в водонепроницаемой оболочке GRUNDFOS","Motor cable, flat STML3G 3G1,5mm2(KTW)",3,"Z"]
[96079927,"Устройство комплексной защиты электродвигателя GRUNDFOS","MP 204 motor protector",581,"Z"]
[96020142,"Поплавковый выключатель с кабелем 5м GRUNDFOS","MP OPTION2000 SCHWIMMERSCHALT.KABEL 5M",54,"Z"]
[95065395,"Насос GRUNDFOS","MP1 220V 400Hz 3/4RP 20M Dry",{"v":2065,"d":"2,065"},"G2"]
[95065397,"Насос GRUNDFOS","MP1 220V 400Hz 3/4RP 40M Dry",{"v":2368,"d":"2,368"},"G2"]
[95065399,"Насос GRUNDFOS","MP1 220V 400Hz 3/4RP 60M Dry",{"v":2607,"d":"2,607"},"G2"]
[95065402,"Насос GRUNDFOS","MP1 220V 400HZ 3/4RP 90M \"DRY\"",{"v":3053,"d":"3,053"},"G2"]
[96824721,"Преобразователь частоты GRUNDFOS","MP1 inverter in box, 1,5 cable",{"v":2300,"d":"2,300"},"Z"]
["1A108410","Насос GRUNDFOS","MP1 KPL 60M KABELTROMMEL",{"v":5554,"d":"5,554"},"G2"]
["1A108411","Насос GRUNDFOS","MP1 KPL 90M KABELTROMMEL",{"v":6469,"d":"6,469"},"G2"]
["1A108400","Насос GRUNDFOS","MP1 KPL. 40M KABELTROMMEL",{"v":4930,"d":"4,930"},"G2"]
["1AZ05403","Комплект 40/1 для монтажа на глубине до 40 м GRUNDFOS","MP1-pack w. 40M cable, piperor and more",{"v":9104,"d":"9,104"},"G2"]
[97719345,"Датчик уровня погружного типа GRUNDFOS","MPS 0.5bar 25m cable 7MF1570",508,"Z"]
[97719352,"Датчик уровня погружного типа GRUNDFOS","MPS 10bar 120m cable 7MF1570",{"v":1207,"d":"1,207"},"Z"]
[97719353,"Датчик уровня погружного типа GRUNDFOS","MPS 16bar 200m cable 7MF1570",{"v":1771,"d":"1,771"},"Z"]
[97719354,"Датчик уровня погружного типа GRUNDFOS","MPS 16bar 250m cable 7MF1570",{"v":2054,"d":"2,054"},"Z"]
[97719349,"Датчик уровня погружного типа GRUNDFOS","MPS 1bar 100m cable 7MF1570",{"v":1062,"d":"1,062"},"Z"]
[97719347,"Датчик уровня погружного типа GRUNDFOS","MPS 1bar 25m cable 7MF1570",508,"Z"]
[97719348,"Датчик уровня погружного типа GRUNDFOS","MPS 1bar 50m cable 7MF1570",685,"Z"]
[97719351,"Датчик уровня погружного типа GRUNDFOS","MPS 5bar 100m cable 7MF1570",{"v":1062,"d":"1,062"},"Z"]
[96515412,"Насосная установка GRUNDFOS","MQ3-35 A-O-A-BVBP 1x220-240V 50Hz",436,"C"]
[96515415,"Насосная установка GRUNDFOS","MQ3-45 A-O-A-BVBP 1x220-240V 50Hz",457,"C"]
["00ID8945","Pеле MS220C GRUNDFOS","MS220C  thermo-relay",79,"Z"]
[95920938,"Комплект кабелей для агрессивных жидкостей GRUNDFOS","MS4000 cable RE, 4G 2.5mm2, 90m 1p/SPARE",{"v":2165,"d":"2,165"},"Z"]
[97901037,"Насосная установка GRUNDFOS","MSS.11.1.2 1x230V",{"v":1925,"d":"1,925"},"J4"]
[97901028,"Насосная установка GRUNDFOS","MSS.11.1.2 1x230V 10m",{"v":2016,"d":"2,016"},"J4"]
[97901062,"Насосная установка GRUNDFOS","MSS.11.1.2 1x230V 10m w/o NRV",{"v":1866,"d":"1,866"},"J4"]
[97901030,"Насосная установка GRUNDFOS","MSS.11.1.2 1x230V w/o NRV",{"v":1775,"d":"1,775"},"J4"]
[97901027,"Насосная установка GRUNDFOS","MSS.11.3.2 3x400V",{"v":1925,"d":"1,925"},"J4"]
[97901029,"Насосная установка GRUNDFOS","MSS.11.3.2 3x400V 10m",{"v":2016,"d":"2,016"},"J4"]
[97901063,"Насосная установка GRUNDFOS","MSS.11.3.2 3x400V 10m w/o NRV",{"v":1866,"d":"1,866"},"J4"]
[97901061,"Насосная установка GRUNDFOS","MSS.11.3.2 3x400V w/o NRV",{"v":1775,"d":"1,775"},"J4"]
[98358139,"Насос GRUNDFOS","MTB 50-200/215 A-F-A-BQQV 400Y-4 3,0kW",{"v":2355,"d":"2,355"},"K"]
[98177822,"Насос GRUNDFOS","MTB 65-160/158 A-F-A-BQQV 400D-2 5,5kW",{"v":2799,"d":"2,799"},"K"]
[98373388,"Насос GRUNDFOS","MTB 65-160/171 A-F-A-BQQV 400D-2 7,5kW",{"v":3006,"d":"3,006"},"K"]
[96580751,"Насос GRUNDFOS","MTB65-200/183 A-F-A-BQQV 400D-2 11kW",{"v":3519,"d":"3,519"},"K"]
[96580752,"Насос GRUNDFOS","MTB65-200/199 A-F-A-BQQV 400D-2 15kW",{"v":3928,"d":"3,928"},"K"]
[43641111,"Насос GRUNDFOS","MTH 2-110/1A-W-A-AQQV 3x230/400V 50/60Hz",472,"K"]
[43641101,"Насос GRUNDFOS","MTH2-100/1 A-W-A-AQQV 3x230/400V 50/60Hz",468,"K"]
[43641110,"Насос GRUNDFOS","MTH2-100/10 A-W-A-AQQV 3x230/400V 50Hz",566,"K"]
[43641102,"Насос GRUNDFOS","MTH2-100/2 A-W-A-AQQV 3x230/400V 50/60Hz",479,"K"]
[43641103,"Насос GRUNDFOS","MTH2-100/3 A-W-A-AQQV 3x230/400V 50/60Hz",484,"K"]
[43641104,"Насос GRUNDFOS","MTH2-100/4 A-W-A-AQQV 3x230/400V 50/60Hz",491,"K"]
[43641105,"Насос GRUNDFOS","MTH2-100/5 A-W-A-AQQV 3x230/400V 50/60Hz",495,"K"]
[43641106,"Насос GRUNDFOS","MTH2-100/6 A-W-A-AQQV 3x230/400V 50/60Hz",498,"K"]
[43641107,"Насос GRUNDFOS","MTH2-100/7 A-W-A-AQQV 3x230/400V 50/60Hz",557,"K"]
[43641108,"Насос GRUNDFOS","MTH2-100/8 A-W-A-AQQV 3x230/400V 50/60Hz",560,"K"]
[43641109,"Насос GRUNDFOS","MTH2-100/9 A-W-A-AQQV 3x230/400V 50Hz",563,"K"]
[43641120,"Насос GRUNDFOS","MTH2-110/10 A-W-A-AQQV 3x230/400V 50Hz",569,"K"]
[43641121,"Насос GRUNDFOS","MTH2-110/11 A-W-A-AQQV 3x230/400V 50Hz",572,"K"]
[43641112,"Насос GRUNDFOS","MTH2-110/2 A-W-A-AQQV 3x230/400V 50/60Hz",479,"K"]
[43641113,"Насос GRUNDFOS","MTH2-110/3 A-W-A-AQQV 3x230/400V 50/60Hz",483,"K"]
[43641114,"Насос GRUNDFOS","MTH2-110/4 A-W-A-AQQV 3x230/400V 50/60Hz",491,"K"]
[43641115,"Насос GRUNDFOS","MTH2-110/5 A-W-A-AQQV 3x230/400V 50/60Hz",495,"K"]
[43641116,"Насос GRUNDFOS","MTH2-110/6 A-W-A-AQQV 3x230/400V 50/60Hz",501,"K"]
[43641117,"Насос GRUNDFOS","MTH2-110/7 A-W-A-AQQV 3x230/400V 50/60Hz",559,"K"]
[43641118,"Насос GRUNDFOS","MTH2-110/8 A-W-A-AQQV 3x230/400V 50/60Hz",562,"K"]
[43641119,"Насос GRUNDFOS","MTH2-110/9 A-W-A-AQQV 3x230/400V 50Hz",566,"K"]
[43641131,"Насос GRUNDFOS","MTH2-30/1 A-W-A-AQQV 3x230/400V 50/60Hz",447,"K"]
[43641132,"Насос GRUNDFOS","MTH2-30/2 A-W-A-AQQV 3x230/400V 50/60Hz",456,"K"]
[43641133,"Насос GRUNDFOS","MTH2-30/3 A-W-A-AQQV 3x230/400V 50/60Hz",461,"K"]
[43641141,"Насос GRUNDFOS","MTH2-40/1 A-W-A-AQQV 3x230/400V 50/60Hz",450,"K"]
[43641142,"Насос GRUNDFOS","MTH2-40/2 A-W-A-AQQV 3x230/400V 50/60Hz",459,"K"]
[43641143,"Насос GRUNDFOS","MTH2-40/3 A-W-A-AQQV 3x230/400V 50/60Hz",464,"K"]
[43641144,"Насос GRUNDFOS","MTH2-40/4 A-W-A-AQQV 3x230/400V 50/60Hz",470,"K"]
[43641151,"Насос GRUNDFOS","MTH2-50/1 A-W-A-AAQQV 3x230/400V 50/60Hz",453,"K"]
[43641152,"Насос GRUNDFOS","MTH2-50/2 A-W-A-AQQV 3x230/400V 50/60Hz",463,"K"]
[43641153,"Насос GRUNDFOS","MTH2-50/3 A-W-A-AQQV 3x230/400V 50/60Hz",467,"K"]
[43641154,"Насос GRUNDFOS","MTH2-50/4 A-W-A-AQQV 3x230/400V 50/60Hz",476,"K"]
[43641155,"Насос GRUNDFOS","MTH2-50/5 A-W-A-AQQV 3x230/400V 50/60Hz",479,"K"]
[43641161,"Насос GRUNDFOS","MTH2-60/1 A-W-A-AQQV 3x230/400V 50/60Hz",456,"K"]
[43641162,"Насос GRUNDFOS","MTH2-60/2 A-W-A-AQQV 3x230/400V 50/60Hz",466,"K"]
[43641163,"Насос GRUNDFOS","MTH2-60/3 A-W-A-AQQV 3x230/400V 50/60Hz",470,"K"]
[43641164,"Насос GRUNDFOS","MTH2-60/4 A-W-A-AQQV 3x230/400V 50/60Hz",476,"K"]
[43641165,"Насос GRUNDFOS","MTH2-60/5 A-W-A AQQV 3x230/400V 50/60Hz",482,"K"]
[43641166,"Насос GRUNDFOS","MTH2-60/6 A-W-A-AQQV 3x230/400V 50/60Hz",486,"K"]
[43641171,"Насос GRUNDFOS","MTH2-70/1 A-W-A-AQQV 3x230/400V 50/60Hz",459,"K"]
[43641172,"Насос GRUNDFOS","MTH2-70/2 A-W-A-AQQV 3x230/400V 50/60Hz",469,"K"]
[43641173,"Насос GRUNDFOS","MTH2-70/3 A-W-A-AQQV 3x230/400V 50/60Hz",473,"K"]
[43641174,"Насос GRUNDFOS","MTH2-70/4 A-W-A-AQQV 3x230/400V 50/60Hz",482,"K"]
[43641175,"Насос GRUNDFOS","MTH2-70/5 A-W-A-AQQV 3x230/400V 50/60Hz",485,"K"]
[43641176,"Насос GRUNDFOS","MTH2-70/6 A-W-A-AQQV 3x230/400V 50/60Hz",489,"K"]
[43641177,"Насос GRUNDFOS","MTH2-70/7 A-W-A-AQQV 3x230/400V 50/60Hz",548,"K"]
[43641181,"Насос GRUNDFOS","MTH2-80/1 A-W-A-AQQV 3x230/400V 50/60Hz",462,"K"]
[43641182,"Насос GRUNDFOS","MTH2-80/2 A-W-A-AQQV 3x230/400V 50/60Hz",472,"K"]
[43641183,"Насос GRUNDFOS","MTH2-80/3 A-W-A-AQQV3x230/400V 50/60Hz",476,"K"]
[43641184,"Насос GRUNDFOS","MTH2-80/4 A-W-A-AQQV 3x230/400V 50/60Hz",484,"K"]
[43641185,"Насос GRUNDFOS","MTH2-80/5 A-W-A-AQQV 3x230/400V 50/60Hz",488,"K"]
[43641186,"Насос GRUNDFOS","MTH2-80/6 A-W-A-AQQV 3x230/400V 50/60Hz",493,"K"]
[43641187,"Насос GRUNDFOS","MTH2-80/7 A-W-A-AQQV 3x230/400V 50/60Hz",554,"K"]
[43641188,"Насос GRUNDFOS","MTH2-80/8 A-W-A-AQQV 3x230/400V 50/60Hz",557,"K"]
[43641191,"Насос GRUNDFOS","MTH2-90/1 A-W-A-AQQV 3x230/400V 50/60Hz",465,"K"]
[43641192,"Насос GRUNDFOS","MTH2-90/2 A-W-A-AQQV 3x230/400V 50/60Hz",474,"K"]
[43641193,"Насос GRUNDFOS","MTH2-90/3 A-W-A-AQQV 3x230/400V 50/60Hz",480,"K"]
[43641194,"Насос GRUNDFOS","MTH2-90/4 A-W-A-AQQV 3x230/400V 50/60Hz",487,"K"]
[43641195,"Насос GRUNDFOS","MTH2-90/5 A-W-A-AQQV 3x230/400V 50/60Hz",491,"K"]
[43641196,"Насос GRUNDFOS","MTH2-90/6 A-W-A-AQQV 3x230/400V 50/60Hz",495,"K"]
[43641197,"Насос GRUNDFOS","MTH2-90/7 A-W-A-AQQV 3x230/400V 50/60Hz",556,"K"]
[43641198,"Насос GRUNDFOS","MTH2-90/8 A-W-A-AQQV 3x230/400V 50/60Hz",557,"K"]
[43641199,"Насос GRUNDFOS","MTH2-90/9 A-W-A-AQQV 3x230/400V 50Hz",560,"K"]
[44641121,"Насос GRUNDFOS","MTH4-20/1 A-W-A-AQQV 3x230/400V 50/60Hz",478,"K"]
[44641122,"Насос GRUNDFOS","MTH4-20/2 A-W-A-AQQV 3x230/400V 50/60Hz",508,"K"]
[44641131,"Насос GRUNDFOS","MTH4-30/1 A-W-A-AQQV 3x230/400V 50/60Hz",476,"K"]
[44641132,"Насос GRUNDFOS","MTH4-30/2 A-W-A-AQQV 3x230/400V 50/60Hz",482,"K"]
[44641133,"Насос GRUNDFOS","MTH4-30/3 A-W-A-AQQV 3x230/400V 50/60Hz",490,"K"]
[44641141,"Насос GRUNDFOS","MTH4-40/1 A-W-A-AQQV 3x230/400V 50/60Hz",480,"K"]
[44641142,"Насос GRUNDFOS","MTH4-40/2 A-W-A-AQQV 3x230/400V 50/60Hz",486,"K"]
[44641143,"Насос GRUNDFOS","MTH4-40/3 A-W-A-AQQV 3x230/400V 50/60Hz",494,"K"]
[44641144,"Насос GRUNDFOS","MTH4-40/4 A-W-A-AQQV 3x230/400V 50/60Hz",497,"K"]
[44641151,"Насос GRUNDFOS","MTH4-50/1 A-W-A-AQQV 3x230/400V 50/60Hz",484,"K"]
[44641152,"Насос GRUNDFOS","MTH4-50/2 A-W-A-AQQV 3x230/400V 50/60Hz",490,"K"]
[44641153,"Насос GRUNDFOS","MTH4-50/3 A-W-A-AQQV 3x230/400V 50/60Hz",498,"K"]
[44641154,"Насос GRUNDFOS","MTH4-50/4 A-W-A-AQQV 3x230/400V 50/60Hz",500,"K"]
[44641155,"Насос GRUNDFOS","MTH4-50/5 A-W-A-AQQV 3x230/400V 50/60Hz",513,"K"]
[44641161,"Насос GRUNDFOS","MTH4-60/1 A-W-A-AQQV 3x230/400V 50/60Hz",490,"K"]
[44641162,"Насос GRUNDFOS","MTH4-60/2 A-W-A-AQQV 3x230/400V 50/60Hz",495,"K"]
[44641163,"Насос GRUNDFOS","MTH4-60/3 A-W-A-AQQV 3x230/400V 50/60Hz",504,"K"]
[44641164,"Насос GRUNDFOS","MTH4-60/4 A-W-A-AQQV 3x230/400V 50/60Hz",509,"K"]
[44641165,"Насос GRUNDFOS","MTH4-60/5 A-W-A-AQQV 3x230D/400Y V 50Hz",517,"K"]
[44641166,"Насос GRUNDFOS","MTH4-60/6 A-W-A-AQQV 3x230D/400Y V 50HZ",521,"K"]
[44641171,"Насос GRUNDFOS","MTH4-70/1 A-W-A-AQQV 3x230/400V 50/60Hz",494,"K"]
[44641172,"Насос GRUNDFOS","MTH4-70/2 A-W-A-AQQV 3x230/400V 50/60Hz",500,"K"]
[44641173,"Насос GRUNDFOS","MTH4-70/3 A-W-A-AQQV 3x230/400V 50/60Hz",499,"K"]
[44641174,"Насос GRUNDFOS","MTH4-70/4 A-W-A-AQQV 3x230/400V 50/60Hz",513,"K"]
[44641175,"Насос GRUNDFOS","MTH4-70/5 A-W-A-AQQV3x230D/400YV 50/60Hz",523,"K"]
[44641176,"Насос GRUNDFOS","MTH4-70/6 A-W-A-AQQV 3x230D/400Y V 50HZ",526,"K"]
[44641181,"Насос GRUNDFOS","MTH4-80/1 A-W-A-AQQV 3x230/400V 50/60Hz",498,"K"]
[44641182,"Насос GRUNDFOS","MTH4-80/2 A-W-A-AQQV 3x230/400V 50/60Hz",504,"K"]
[44641183,"Насос GRUNDFOS","MTH4-80/3 A-W-A-AQQV 3x230/400V 50/60Hz",513,"K"]
[44641184,"Насос GRUNDFOS","MTH4-80/4 A-W-A-AQQV 3x230/400V 50/60Hz",517,"K"]
[44641185,"Насос GRUNDFOS","MTH4-80/5 A-W-A-AQQV3x230D/400YV 50/60Hz",527,"K"]
[44641186,"Насос GRUNDFOS","MTH4-80/6 A-W-A-AQQV 3x230D/400Y V 50HZ",531,"K"]
[96515695,"Насос GRUNDFOS","MTR10-10/10 A-W-A-HUUV 3x400D 50Hz",{"v":2189,"d":"2,189"},"K"]
[96515699,"Насос GRUNDFOS","MTR10-12/12 A-W-A-HUUV 3x400D 50Hz",{"v":2255,"d":"2,255"},"K"]
[96515703,"Насос GRUNDFOS","MTR10-14/14 A-W-A-HUUV 3x400D 50Hz",{"v":2658,"d":"2,658"},"K"]
[96515706,"Насос GRUNDFOS","MTR10-16/16 A-W-A-HUUV 3x400D 50Hz",{"v":2724,"d":"2,724"},"K"]
[96515709,"Насос GRUNDFOS","MTR10-18/18 A-W-A-HUUV 3x400/690 50Hz",{"v":2804,"d":"2,804"},"K"]
[96515446,"Насос GRUNDFOS","MTR10-2/1 A-W-A-HUUV 3x230/400 50Hz",{"v":1187,"d":"1,187"},"K"]
[96515447,"Насос GRUNDFOS","MTR10-2/2 A-W-A-HUUV 3x230/400 50Hz",{"v":1225,"d":"1,225"},"K"]
[96515711,"Насос GRUNDFOS","MTR10-20/20 A-W-A-HUUV 3x400/690 50Hz",{"v":2870,"d":"2,870"},"K"]
[96515714,"Насос GRUNDFOS","MTR10-22/22 A-W-A-HUUV 3x400/690 50Hz",{"v":2937,"d":"2,937"},"K"]
[96515448,"Насос GRUNDFOS","MTR10-3/3 A-W-A-HUUV 3x230/400 50Hz",{"v":1291,"d":"1,291"},"K"]
[96515449,"Насос GRUNDFOS","MTR10-4/4 A-W-A-HUUV 3x230/400 50Hz",{"v":1513,"d":"1,513"},"K"]
[96515674,"Насос GRUNDFOS","MTR10-5/5 A-W-A-HUUV 3x400D 50Hz",{"v":1602,"d":"1,602"},"K"]
[96515685,"Насос GRUNDFOS","MTR10-6/6 A-W-A-HUUV 3x400D 50Hz",{"v":1635,"d":"1,635"},"K"]
[96515688,"Насос GRUNDFOS","MTR10-7/7 A-W-A-HUUV 3x400D 50Hz",{"v":1709,"d":"1,709"},"K"]
[96515690,"Насос GRUNDFOS","MTR10-8/8 A-W-A-HUUV 3x400D 50Hz",{"v":1741,"d":"1,741"},"K"]
[96515692,"Насос GRUNDFOS","MTR10-9/9 A-W-A-HUUV 3x400D 50Hz",{"v":1775,"d":"1,775"},"K"]
[96514876,"Насос GRUNDFOS","MTR1-10/10 A-W-A-HUUV 3x230/400 50Hz",941,"K"]
[96514877,"Насос GRUNDFOS","MTR1-11/11 A-W-A-HUUV 3x230/400 50Hz",947,"K"]
[96514878,"Насос GRUNDFOS","MTR1-12/12 A-W-A-HUUV 3x230/400 50Hz",977,"K"]
[96514880,"Насос GRUNDFOS","MTR1-13/13 A-W-A-HUUV 3x230/400 50Hz",987,"K"]
[96514881,"Насос GRUNDFOS","MTR1-15/15 A-W-A-HUUV 3x230/400 50Hz",{"v":1003,"d":"1,003"},"K"]
[96514882,"Насос GRUNDFOS","MTR1-17/17 A-W-A-HUUV 3x230/400 50Hz",{"v":1076,"d":"1,076"},"K"]
[96514883,"Насос GRUNDFOS","MTR1-19/19 A-W-A-HUUV 3x230/400 50Hz",{"v":1089,"d":"1,089"},"K"]
[96514868,"Насос GRUNDFOS","MTR1-2/2 A-W-A-HUUV 3x230/400 50Hz",863,"K"]
[96514884,"Насос GRUNDFOS","MTR1-21/21 A-W-A-HUUV 3x230/400 50Hz",{"v":1105,"d":"1,105"},"K"]
[96514885,"Насос GRUNDFOS","MTR1-22/22 A-W-A-HUUV 3x230/400 50Hz",{"v":1111,"d":"1,111"},"K"]
[96514886,"Насос GRUNDFOS","MTR1-23/23 A-W-A-HUUV 3x230/400 50Hz",{"v":1121,"d":"1,121"},"K"]
[96514887,"Насос GRUNDFOS","MTR1-25/25 A-W-A-HUUV 3x230/400 50Hz",{"v":1416,"d":"1,416"},"K"]
[96514888,"Насос GRUNDFOS","MTR1-26/26 A-W-A-HUUV 3x230/400 50Hz",{"v":1426,"d":"1,426"},"K"]
[96514889,"Насос GRUNDFOS","MTR1-27/27 A-W-A-HUUV 3x230/400 50Hz",{"v":1433,"d":"1,433"},"K"]
[96514869,"Насос GRUNDFOS","MTR1-3/3 A-W-A-HUUV 3x230/400 50Hz",872,"K"]
[96514890,"Насос GRUNDFOS","MTR1-30/30 A-W-A-HUUV 3x230/400 50Hz",{"v":1469,"d":"1,469"},"K"]
[96515056,"Насос GRUNDFOS","MTR1-33/33 A-W-A-HUUV 3x400D 50Hz",{"v":1633,"d":"1,633"},"K"]
[96515057,"Насос GRUNDFOS","MTR1-36/36 A-W-A-HUUV 3x400D 50Hz",{"v":1655,"d":"1,655"},"K"]
[96514870,"Насос GRUNDFOS","MTR1-4/4 A-W-A-HUUV 3x230/400 50Hz",879,"K"]
[96514871,"Насос GRUNDFOS","MTR1-5/5 A-W-A-HUUV 3x230/400 50Hz",885,"K"]
[96515748,"Насос GRUNDFOS","MTR15-10/10 A-W-A-HUUV 3x400/690 50Hz",{"v":3805,"d":"3,805"},"K"]
[96515752,"Насос GRUNDFOS","MTR15-12/12 A-W-A-HUUV 3x400/690 50Hz",{"v":3897,"d":"3,897"},"K"]
[96515755,"Насос GRUNDFOS","MTR15-14/14 A-W-A-HUUV 3x400/690 50Hz",{"v":3993,"d":"3,993"},"K"]
[96515757,"Насос GRUNDFOS","MTR15-16/16 A-W-A-HUUV 3x400/690 50Hz",{"v":5086,"d":"5,086"},"K"]
[96515759,"Насос GRUNDFOS","MTR15-17/17 A-W-A-HUUV 3x400/690 50Hz",{"v":5132,"d":"5,132"},"K"]
[96515462,"Насос GRUNDFOS","MTR15-2/1 A-W-A-HUUV 3x230/400 50Hz",{"v":1254,"d":"1,254"},"K"]
[96515719,"Насос GRUNDFOS","MTR15-2/2 A-W-A-HUUV 3x400D 50Hz",{"v":1430,"d":"1,430"},"K"]
[96515729,"Насос GRUNDFOS","MTR15-3/3 A-W-A-HUUV 3x400D 50Hz",{"v":1589,"d":"1,589"},"K"]
[96515732,"Насос GRUNDFOS","MTR15-4/4 A-W-A-HUUV 3x400D 50Hz",{"v":1874,"d":"1,874"},"K"]
[96515735,"Насос GRUNDFOS","MTR15-5/5 A-W-A-HUUV 3x400D 50Hz",{"v":1921,"d":"1,921"},"K"]
[96515738,"Насос GRUNDFOS","MTR15-6/6 A-W-A-HUUV 3x400D 50Hz",{"v":2267,"d":"2,267"},"K"]
[96515740,"Насос GRUNDFOS","MTR15-7/7 A-W-A-HUUV 3x400D 50Hz",{"v":2314,"d":"2,314"},"K"]
[96515743,"Насос GRUNDFOS","MTR15-8/8 A-W-A-HUUV 3x400/690 50Hz",{"v":2493,"d":"2,493"},"K"]
[96515746,"Насос GRUNDFOS","MTR15-9/9 A-W-A-HUUV 3x400/690 50Hz",{"v":2540,"d":"2,540"},"K"]
[96514872,"Насос GRUNDFOS","MTR1-6/6 A-W-A-HUUV 3x230/400 50Hz",895,"K"]
[96514873,"Насос GRUNDFOS","MTR1-7/7 A-W-A-HUUV 3x230/400 50Hz",902,"K"]
[96514874,"Насос GRUNDFOS","MTR1-8/8 A-W-A-HUUV 3x230/400 50Hz",918,"K"]
[96514875,"Насос GRUNDFOS","MTR1-9/9 A-W-A-HUUV 3x230/400 50Hz",934,"K"]
[96515783,"Насос GRUNDFOS","MTR20-10/10 A-W-A-HUUV 3x400/690 50Hz",{"v":4394,"d":"4,394"},"K"]
[96515786,"Насос GRUNDFOS","MTR20-12/12 A-W-A-HUUV 3x400/690 50Hz",{"v":5549,"d":"5,549"},"K"]
[96515789,"Насос GRUNDFOS","MTR20-14/14 A-W-A-HUUV 3x400/690 50Hz",{"v":5645,"d":"5,645"},"K"]
[96515791,"Насос GRUNDFOS","MTR20-16/16 A-W-A-HUUV 3x400/690 50Hz",{"v":6542,"d":"6,542"},"K"]
[96515794,"Насос GRUNDFOS","MTR20-17/17 A-W-A-HUUV 3x400/690 50Hz",{"v":6638,"d":"6,638"},"K"]
[96515476,"Насос GRUNDFOS","MTR20-2/1 A-W-A-HUUV 3x230/400 50Hz",{"v":1379,"d":"1,379"},"K"]
[96515763,"Насос GRUNDFOS","MTR20-2/2 A-W-A-HUUV 3x400D 50Hz",{"v":1573,"d":"1,573"},"K"]
[96515769,"Насос GRUNDFOS","MTR20-3/3 A-W-A-HUUV 3x400D 50Hz",{"v":2112,"d":"2,112"},"K"]
[96515771,"Насос GRUNDFOS","MTR20-4/4 A-W-A-HUUV 3x400D 50Hz",{"v":2500,"d":"2,500"},"K"]
[96515774,"Насос GRUNDFOS","MTR20-5/5 A-W-A-HUUV 3x400D 50Hz",{"v":2546,"d":"2,546"},"K"]
[96515776,"Насос GRUNDFOS","MTR20-6/6 A-W-A-HUUV 3x400/690 50Hz",{"v":2745,"d":"2,745"},"K"]
[96515779,"Насос GRUNDFOS","MTR20-7/7 A-W-A-HUUV 3x400/690 50Hz",{"v":2795,"d":"2,795"},"K"]
[96515781,"Насос GRUNDFOS","MTR20-8/8 A-W-A-HUUV 3x400/690 50Hz",{"v":4297,"d":"4,297"},"K"]
[96514901,"Насос GRUNDFOS","MTR3-10/10 A-W-A-HUUV 3x230/400 50Hz",957,"K"]
[96514902,"Насос GRUNDFOS","MTR3-11/11 A-W-A-HUUV 3x230/400 50Hz",964,"K"]
[96514903,"Насос GRUNDFOS","MTR3-12/12 A-W-A-HUUV 3x230/400 50Hz",{"v":1052,"d":"1,052"},"K"]
[96514904,"Насос GRUNDFOS","MTR3-13/13 A-W-A-HUUV 3x230/400 50Hz",{"v":1059,"d":"1,059"},"K"]
[96514905,"Насос GRUNDFOS","MTR3-15/15 A-W-A-HUUV 3x230/400 50Hz",{"v":1076,"d":"1,076"},"K"]
[96514906,"Насос GRUNDFOS","MTR3-17/17 A-W-A-HUUV 3x230/400 50Hz",{"v":1394,"d":"1,394"},"K"]
[96514907,"Насос GRUNDFOS","MTR3-19/19 A-W-A-HUUV 3x230/400 50Hz",{"v":1410,"d":"1,410"},"K"]
[96514893,"Насос GRUNDFOS","MTR3-2/2 A-W-A-HUUV 3x230/400 50Hz",849,"K"]
[96514908,"Насос GRUNDFOS","MTR3-21/21 A-W-A-HUUV 3x230/400 50Hz",{"v":1521,"d":"1,521"},"K"]
[96429561,"Насос GRUNDFOS","MTR32-10/10 A-F-A-HUUV 3x230/400 50Hz",{"v":7908,"d":"7,908"},"K"]
[96429562,"Насос GRUNDFOS","MTR32-11/11 A-F-A-HUUV 3x230/400 50Hz",{"v":8876,"d":"8,876"},"K"]
[96429563,"Насос GRUNDFOS","MTR32-12/12 A-F-A-HUUV 3x230/400 50Hz",{"v":9159,"d":"9,159"},"K"]
[98584451,"Насос GRUNDFOS","MTR32-13/12 A-F-A-HUUV 3x400/690 50Hz",{"v":9317,"d":"9,317"},"K"]
[96466592,"Насос GRUNDFOS","MTR32-14/12 A-F-A-HUUV 3x400/690 50Hz",{"v":9475,"d":"9,475"},"K"]
[96429551,"Насос GRUNDFOS","MTR32-2/1 A-F-A-HUUV 3x230/400 50Hz",{"v":1827,"d":"1,827"},"K"]
[96429550,"Насос GRUNDFOS","MTR32-2/1-1 A-F-A-HUUV 3x230/400 50Hz",{"v":1742,"d":"1,742"},"K"]
[96429553,"Насос GRUNDFOS","MTR32-2/2 A-F-A-HUUV 3x230/400 50Hz",{"v":2521,"d":"2,521"},"K"]
[96429552,"Насос GRUNDFOS","MTR32-2/2-2 A-F-A-HUUV 3x230/400 50Hz",{"v":2144,"d":"2,144"},"K"]
[96514909,"Насос GRUNDFOS","MTR3-22/22 A-W-A-HUUV 3x230/400 50Hz",{"v":1558,"d":"1,558"},"K"]
[96514910,"Насос GRUNDFOS","MTR3-23/23 A-W-A-HUUV 3x230/400 50Hz",{"v":1568,"d":"1,568"},"K"]
[96429554,"Насос GRUNDFOS","MTR32-3/3 A-F-A-HUUV 3x230/400 50Hz",{"v":3259,"d":"3,259"},"K"]
[96429555,"Насос GRUNDFOS","MTR32-4/4 A-F-A-HUUV 3x230/400 50Hz",{"v":4058,"d":"4,058"},"K"]
[96514911,"Насос GRUNDFOS","MTR3-25/25 A-W-A-HUUV 3x230/400 50Hz",{"v":1551,"d":"1,551"},"K"]
[96429556,"Насос GRUNDFOS","MTR32-5/5 A-F-A-HUUV 3x230/400 50Hz",{"v":5186,"d":"5,186"},"K"]
[96514912,"Насос GRUNDFOS","MTR3-26/26 A-W-A-HUUV 3x230/400 50Hz",{"v":1560,"d":"1,560"},"K"]
[96429557,"Насос GRUNDFOS","MTR32-6/6 A-F-A-HUUV 3x230/400 50Hz",{"v":5468,"d":"5,468"},"K"]
[96514913,"Насос GRUNDFOS","MTR3-27/27 A-W-A-HUUV 3x230/400 50Hz",{"v":1568,"d":"1,568"},"K"]
[96429558,"Насос GRUNDFOS","MTR32-7/7 A-F-A-HUUV 3x230/400 50Hz",{"v":6435,"d":"6,435"},"K"]
[96429559,"Насос GRUNDFOS","MTR32-8/8 A-F-A-HUUV 3x230/400 50Hz",{"v":6719,"d":"6,719"},"K"]
[96429560,"Насос GRUNDFOS","MTR32-9/9 A-F-A-HUUV 3x230/400 50Hz",{"v":7626,"d":"7,626"},"K"]
[96514894,"Насос GRUNDFOS","MTR3-3/3 A-W-A-HUUV 3x230/400 50Hz",855,"K"]
[96514914,"Насос GRUNDFOS","MTR3-30/30 A-W-A-HUUV 3x230/400 50Hz",{"v":1673,"d":"1,673"},"K"]
[96514915,"Насос GRUNDFOS","MTR3-33/33 A-W-A-HUUV 3x230/400 50Hz",{"v":1705,"d":"1,705"},"K"]
[96514916,"Насос GRUNDFOS","MTR3-36/36 A-W-A-HUUV 3x230/400 50Hz",{"v":1727,"d":"1,727"},"K"]
[96514895,"Насос GRUNDFOS","MTR3-4/4 A-W-A-HUUV 3x230/400 50Hz",866,"K"]
[96514896,"Насос GRUNDFOS","MTR3-5/5 A-W-A-HUUV 3x230/400 50Hz",872,"K"]
[96514897,"Насос GRUNDFOS","MTR3-6/6 A-W-A-HUUV 3x230/400 50Hz",902,"K"]
[96514898,"Насос GRUNDFOS","MTR3-7/7 A-W-A-HUUV 3x230/400 50Hz",911,"K"]
[96514899,"Насос GRUNDFOS","MTR3-8/8 A-W-A-HUUV 3x230/400 50Hz",936,"K"]
[96514900,"Насос GRUNDFOS","MTR3-9/9 A-W-A-HUUV 3x230/400 50Hz",947,"K"]
[96738384,"Насос GRUNDFOS","MTR45-10/8 A-F-A-HUUV 3x400/690 50Hz",{"v":10547,"d":"10,547"},"K"]
[97946636,"Насос GRUNDFOS","MTR45-11/8 A-F-A-HUUV 3x400/690 50Hz",{"v":10735,"d":"10,735"},"K"]
[96561976,"Насос GRUNDFOS","MTR45-12/8 A-F-A-HUUV 3x400/690 50Hz",{"v":10923,"d":"10,923"},"K"]
[96429645,"Насос GRUNDFOS","MTR45-2/1 A-F-A-HUUV 3x400D 50Hz",{"v":2430,"d":"2,430"},"K"]
[96429644,"Насос GRUNDFOS","MTR45-2/1-1 A-F-A-HUUV 3x400D 50Hz",{"v":2237,"d":"2,237"},"K"]
[96429647,"Насос GRUNDFOS","MTR45-2/2 A-F-A-HUUV 3x400/690 50Hz",{"v":3932,"d":"3,932"},"K"]
[96429646,"Насос GRUNDFOS","MTR45-2/2-2 A-F-A-HUUV 3x400D 50Hz",{"v":3146,"d":"3,146"},"K"]
[96429648,"Насос GRUNDFOS","MTR45-3/3 A-F-A-HUUV 3x400/690 50Hz",{"v":5223,"d":"5,223"},"K"]
[96429649,"Насос GRUNDFOS","MTR45-4/4 A-F-A-HUUV 3x400/690 50Hz",{"v":6487,"d":"6,487"},"K"]
[96429650,"Насос GRUNDFOS","MTR45-5/5 A-F-A-HUUV 3x400/690 50Hz",{"v":7720,"d":"7,720"},"K"]
[96429651,"Насос GRUNDFOS","MTR45-6/6 A-F-A-HUUV 3x400/690 50Hz",{"v":8759,"d":"8,759"},"K"]
[96429652,"Насос GRUNDFOS","MTR45-7/7 A-F-A-HUUV 3x400/690 50Hz",{"v":9549,"d":"9,549"},"K"]
[96429653,"Насос GRUNDFOS","MTR45-8/8 A-F-A-HUUV 3x400/690 50Hz",{"v":10171,"d":"10,171"},"K"]
[98147760,"Насос GRUNDFOS","MTR45-9/8 A-F-A-HUUV 3x400/690 50Hz",{"v":10359,"d":"10,359"},"K"]
[96514929,"Насос GRUNDFOS","MTR5-10/10 A-W-A-HUUV 3x230/400 50Hz",{"v":1340,"d":"1,340"},"K"]
[96514931,"Насос GRUNDFOS","MTR5-12/12 A-W-A-HUUV 3x230/400 50Hz",{"v":1433,"d":"1,433"},"K"]
[96514932,"Насос GRUNDFOS","MTR5-14/14 A-W-A-HUUV 3x230/400 50Hz",{"v":1452,"d":"1,452"},"K"]
[96514933,"Насос GRUNDFOS","MTR5-16/16 A-W-A-HUUV 3x230/400 50Hz",{"v":1476,"d":"1,476"},"K"]
[96514934,"Насос GRUNDFOS","MTR5-17/17 A-W-A-HUUV 3x230/400 50Hz",{"v":1574,"d":"1,574"},"K"]
[96514935,"Насос GRUNDFOS","MTR5-18/18 A-W-A-HUUV 3x230/400 50Hz",{"v":1584,"d":"1,584"},"K"]
[96514936,"Насос GRUNDFOS","MTR5-19/19 A-W-A-HUUV 3x230/400 50Hz",{"v":1597,"d":"1,597"},"K"]
[96514917,"Насос GRUNDFOS","MTR5-2/2 A-W-A-HUUV 3x230/400 50Hz",829,"K"]
[96514937,"Насос GRUNDFOS","MTR5-20/20 A-W-A-HUUV 3x230/400 50Hz",{"v":1607,"d":"1,607"},"K"]
[96514938,"Насос GRUNDFOS","MTR5-21/21 A-W-A-HUUV 3x230/400 50Hz",{"v":1613,"d":"1,613"},"K"]
[96514939,"Насос GRUNDFOS","MTR5-22/22 A-W-A-HUUV 3x230/400 50Hz",{"v":1940,"d":"1,940"},"K"]
[96514940,"Насос GRUNDFOS","MTR5-24/24 A-W-A-HUUV 3x230/400 50Hz",{"v":1963,"d":"1,963"},"K"]
[96514941,"Насос GRUNDFOS","MTR5-26/26 A-W-A-HUUV 3x230/400 50Hz",{"v":1984,"d":"1,984"},"K"]
[96514942,"Насос GRUNDFOS","MTR5-29/29 A-W-A-HUUV 3x230/400 50Hz",{"v":2016,"d":"2,016"},"K"]
[96514918,"Насос GRUNDFOS","MTR5-3/3 A-W-A-HUUV 3x230/400 50Hz",863,"K"]
[96514943,"Насос GRUNDFOS","MTR5-32/32 A-W-A-HUUV 3x230/400 50Hz",{"v":2511,"d":"2,511"},"K"]
[96514919,"Насос GRUNDFOS","MTR5-4/4 A-W-A-HUUV 3x230/400 50Hz",872,"K"]
[96514920,"Насос GRUNDFOS","MTR5-5/5 A-W-A-HUUV 3x230/400 50Hz",915,"K"]
[96514921,"Насос GRUNDFOS","MTR5-6/6 A-W-A-HUUV 3x230/400 50Hz",{"v":1000,"d":"1,000"},"K"]
[96514922,"Насос GRUNDFOS","MTR5-7/7 A-W-A-HUUV 3x230/400 50Hz",{"v":1010,"d":"1,010"},"K"]
[96514923,"Насос GRUNDFOS","MTR5-8/8 A-W-A-HUUV 3x230/400 50Hz",{"v":1023,"d":"1,023"},"K"]
[96514928,"Насос GRUNDFOS","MTR5-9/9 A-W-A-HUUV 3x230/400 50Hz",{"v":1328,"d":"1,328"},"K"]
[96565521,"Насос GRUNDFOS","MTR64-10/5 A-F-A-HUUV 3x400/690 50Hz",{"v":10010,"d":"10,010"},"K"]
[98133425,"Насос GRUNDFOS","MTR64-11/5 A-F-A-HUUV 3x400/690 50Hz",{"v":10228,"d":"10,228"},"K"]
[96554640,"Насос GRUNDFOS","MTR64-12/5 A-F-A-HUUV 3x400/690 50Hz",{"v":10446,"d":"10,446"},"K"]
[96429700,"Насос GRUNDFOS","MTR64-2/1 A-F-A-HUUV 3x400D 50Hz",{"v":3000,"d":"3,000"},"K"]
[96429699,"Насос GRUNDFOS","MTR64-2/1-1 A-F-A-HUUV 3x400D 50Hz",{"v":2423,"d":"2,423"},"K"]
[96429702,"Насос GRUNDFOS","MTR64-2/2 A-F-A-HUUV 3x400/690 50Hz",{"v":4978,"d":"4,978"},"K"]
[96429701,"Насос GRUNDFOS","MTR64-2/2-2 A-F-A-HUUV 3x400/690 50Hz",{"v":3806,"d":"3,806"},"K"]
[96429704,"Насос GRUNDFOS","MTR64-3/3 A-F-A-HUUV 3x400/690 50Hz",{"v":7190,"d":"7,190"},"K"]
[96429703,"Насос GRUNDFOS","MTR64-3/3-1 A-F-A-HUUV 3x400/690 50Hz",{"v":6255,"d":"6,255"},"K"]
[96429705,"Насос GRUNDFOS","MTR64-4/4 A-F-A-HUUV 3x400/690 50Hz",{"v":8359,"d":"8,359"},"K"]
[96429706,"Насос GRUNDFOS","MTR64-5/5 A-F-A-HUUV 3x400/690 50Hz",{"v":8920,"d":"8,920"},"K"]
[96431983,"Насос GRUNDFOS","MTR64-6/5 A-F-A-HUUV 3x400/690 50Hz",{"v":9138,"d":"9,138"},"K"]
[96431984,"Насос GRUNDFOS","MTR64-7/5 A-F-A-HUUV 3x400/690 50Hz",{"v":9356,"d":"9,356"},"K"]
[96431985,"Насос GRUNDFOS","MTR64-8/5 A-F-A-HUUV 3x400/690 50Hz",{"v":9574,"d":"9,574"},"K"]
[97748585,"Насос GRUNDFOS","MTR64-9/5 A-F-A-HUUV 3x400/690 50Hz",{"v":9792,"d":"9,792"},"K"]
[95730811,"Многофункциональный клапан GRUNDFOS","Multi-function valves",207,"ZM1"]
[95730810,"Многофункциональный клапан GRUNDFOS","Multi-function valves",207,"ZM1"]
[95109839,"Насос GRUNDFOS","NB100-160/160-142 A-F-A-BAQE",{"v":1671,"d":"1,671"},"F3"]
[97839443,"Насос GRUNDFOS","NB100-160/160-144 A-F-A-BAQE",{"v":1960,"d":"1,960"},"F3"]
[97836820,"Насос GRUNDFOS","NB100-160/160-156 A-F-A-BAQE",{"v":4291,"d":"4,291"},"F3"]
[95109840,"Насос GRUNDFOS","NB100-160/163 A-F-A-BAQE",{"v":1852,"d":"1,852"},"F3"]
[97839444,"Насос GRUNDFOS","NB100-160/165 A-F-A-BAQE",{"v":2062,"d":"2,062"},"F3"]
[97836821,"Насос GRUNDFOS","NB100-160/169 A-F-A-BAQE",{"v":5149,"d":"5,149"},"F3"]
[95109841,"Насос GRUNDFOS","NB100-160/176 A-F-A-BAQE",{"v":1908,"d":"1,908"},"F3"]
[97837120,"Насос GRUNDFOS","NB100-160/176 A-F-A-BAQE",{"v":2156,"d":"2,156"},"F3"]
[97836822,"Насос GRUNDFOS","NB100-160/176 A-F-A-BAQE",{"v":5542,"d":"5,542"},"F3"]
[97836823,"Насос GRUNDFOS","NB100-200/170 A-F-A-BAQE",{"v":5469,"d":"5,469"},"F3"]
[97837121,"Насос GRUNDFOS","NB100-200/178 A-F-A-BAQE",{"v":2442,"d":"2,442"},"F3"]
[97836824,"Насос GRUNDFOS","NB100-200/181 A-F-A-BAQE",{"v":5841,"d":"5,841"},"F3"]
[95109842,"Насос GRUNDFOS","NB100-200/182 A-F-A-BAQE",{"v":2099,"d":"2,099"},"F3"]
[97836825,"Насос GRUNDFOS","NB100-200/192 A-F-A-BAQE",{"v":7017,"d":"7,017"},"F3"]
[98305367,"Насос GRUNDFOS","NB100-200/193 A-F-A-BAQE",{"v":2243,"d":"2,243"},"F3"]
[97837047,"Насос GRUNDFOS","NB100-200/195 A-F-A-BAQE",{"v":2749,"d":"2,749"},"F3"]
[97836826,"Насос GRUNDFOS","NB100-200/203 A-F-A-BAQE",{"v":8122,"d":"8,122"},"F3"]
[97837048,"Насос GRUNDFOS","NB100-200/211 A-F-A-BAQE",{"v":3128,"d":"3,128"},"F3"]
[98305368,"Насос GRUNDFOS","NB100-200/214 A-F-A-BAQE",{"v":2341,"d":"2,341"},"F3"]
[97837122,"Насос GRUNDFOS","NB100-200/219 A-F-A-BAQE",{"v":3551,"d":"3,551"},"F3"]
[97836827,"Насос GRUNDFOS","NB100-200/219 A-F-A-BAQE",{"v":9712,"d":"9,712"},"F3"]
[98305369,"Насос GRUNDFOS","NB100-200/219 A-F-A-BAQE",{"v":2724,"d":"2,724"},"F3"]
[97836828,"Насос GRUNDFOS","NB100-250/205 A-F-A-BAQE",{"v":8168,"d":"8,168"},"F3"]
[97837123,"Насос GRUNDFOS","NB100-250/215 A-F-A-BAQE",{"v":3578,"d":"3,578"},"F3"]
[98305371,"Насос GRUNDFOS","NB100-250/220 A-F-A-BAQE",{"v":2373,"d":"2,373"},"F3"]
[97836829,"Насос GRUNDFOS","NB100-250/229 A-F-A-BAQE",{"v":9907,"d":"9,907"},"F3"]
[98305372,"Насос GRUNDFOS","NB100-250/236 A-F-A-BAQE",{"v":2722,"d":"2,722"},"F3"]
[97836830,"Насос GRUNDFOS","NB100-250/242 A-F-A-BAQE",{"v":11142,"d":"11,142"},"F3"]
[97837049,"Насос GRUNDFOS","NB100-250/245 A-F-A-BAQE",{"v":4023,"d":"4,023"},"F3"]
[97836831,"Насос GRUNDFOS","NB100-250/258 A-F-A-BAQE",{"v":15781,"d":"15,781"},"F3"]
[98305373,"Насос GRUNDFOS","NB100-250/259 A-F-A-BAQE",{"v":2896,"d":"2,896"},"F3"]
[97837050,"Насос GRUNDFOS","NB100-250/266 A-F-A-BAQE",{"v":4307,"d":"4,307"},"F3"]
[97837124,"Насос GRUNDFOS","NB100-250/270 A-F-A-BAQE",{"v":4779,"d":"4,779"},"F3"]
[97836832,"Насос GRUNDFOS","NB100-250/270 A-F-A-BAQE",{"v":17858,"d":"17,858"},"F3"]
[98305374,"Насос GRUNDFOS","NB100-250/270 A-F-A-BAQE",{"v":3377,"d":"3,377"},"F3"]
[97836833,"Насос GRUNDFOS","NB100-315/269 A-F-A-BAQE",{"v":16619,"d":"16,619"},"F3"]
[98305375,"Насос GRUNDFOS","NB100-315/272 A-F-A-BAQE",{"v":3096,"d":"3,096"},"F3"]
[97837125,"Насос GRUNDFOS","NB100-315/279 A-F-A-BAQE",{"v":4589,"d":"4,589"},"F3"]
[97836834,"Насос GRUNDFOS","NB100-315/284 A-F-A-BAQE",{"v":18737,"d":"18,737"},"F3"]
[97837051,"Насос GRUNDFOS","NB100-315/295 A-F-A-BAQE",{"v":5043,"d":"5,043"},"F3"]
[97836835,"Насос GRUNDFOS","NB100-315/301 A-F-A-BAQE",{"v":21280,"d":"21,280"},"F3"]
[98305376,"Насос GRUNDFOS","NB100-315/301 A-F-A-BAQE",{"v":3437,"d":"3,437"},"F3"]
[97837052,"Насос GRUNDFOS","NB100-315/312 A-F-A-BAQE",{"v":5365,"d":"5,365"},"F3"]
[97836836,"Насос GRUNDFOS","NB100-315/322 A-F-A-BAQE",{"v":24416,"d":"24,416"},"F3"]
[98305377,"Насос GRUNDFOS","NB100-315/326 A-F-A-BAQE",{"v":3798,"d":"3,798"},"F3"]
[97837126,"Насос GRUNDFOS","NB100-315/334 A-F-A-BAQE",{"v":6504,"d":"6,504"},"F3"]
[98305378,"Насос GRUNDFOS","NB100-315/334 A-F-A-BAQE",{"v":4639,"d":"4,639"},"F3"]
[97837127,"Насос GRUNDFOS","NB100-400/351 A-F-A-BAQE",{"v":6611,"d":"6,611"},"F3"]
[98305379,"Насос GRUNDFOS","NB100-400/360 A-F-A-BAQE",{"v":5224,"d":"5,224"},"F3"]
[97837128,"Насос GRUNDFOS","NB100-400/387 A-F-A-BAQE",{"v":7729,"d":"7,729"},"F3"]
[98305380,"Насос GRUNDFOS","NB100-400/406 A-F-A-BAQE",{"v":6037,"d":"6,037"},"F3"]
[97837129,"Насос GRUNDFOS","NB100-400/410 A-F-A-BAQE",{"v":8779,"d":"8,779"},"F3"]
[97837130,"Насос GRUNDFOS","NB100-400/432 A-F-A-BAQE",{"v":9646,"d":"9,646"},"F3"]
[98305381,"Насос GRUNDFOS","NB100-400/437 A-F-A-BAQE",{"v":6704,"d":"6,704"},"F3"]
[97837131,"Насос GRUNDFOS","NB100-400/438 A-F-A-BAQE",{"v":10834,"d":"10,834"},"F3"]
[98305382,"Насос GRUNDFOS","NB100-400/438 A-F-A-BAQE",{"v":7465,"d":"7,465"},"F3"]
[98305392,"Насос GRUNDFOS","NB125-200/196-164 A-F-A-BAQE",{"v":2587,"d":"2,587"},"F3"]
[97836837,"Насос GRUNDFOS","NB125-200/196-166 A-F-A-BAQE",{"v":7125,"d":"7,125"},"F3"]
[97837132,"Насос GRUNDFOS","NB125-200/196-172 A-F-A-BAQE",{"v":3246,"d":"3,246"},"F3"]
[97836838,"Насос GRUNDFOS","NB125-200/196-188 A-F-A-BAQE",{"v":8358,"d":"8,358"},"F3"]
[97837133,"Насос GRUNDFOS","NB125-200/201 A-F-A-BAQE",{"v":3538,"d":"3,538"},"F3"]
[98305389,"Насос GRUNDFOS","NB125-200/205 A-F-A-BAQE",{"v":2650,"d":"2,650"},"F3"]
[97836839,"Насос GRUNDFOS","NB125-200/209 A-F-A-BAQE",{"v":10073,"d":"10,073"},"F3"]
[98305390,"Насос GRUNDFOS","NB125-200/218 A-F-A-BAQE",{"v":2952,"d":"2,952"},"F3"]
[97836840,"Насос GRUNDFOS","NB125-200/219 A-F-A-BAQE",{"v":11328,"d":"11,328"},"F3"]
[97837134,"Насос GRUNDFOS","NB125-200/221 A-F-A-BAQE",{"v":3962,"d":"3,962"},"F3"]
[97837135,"Насос GRUNDFOS","NB125-200/226 A-F-A-BAQE",{"v":4239,"d":"4,239"},"F3"]
[97836841,"Насос GRUNDFOS","NB125-200/226 A-F-A-BAQE",{"v":16052,"d":"16,052"},"F3"]
[98305391,"Насос GRUNDFOS","NB125-200/226 A-F-A-BAQE",{"v":3037,"d":"3,037"},"F3"]
[98305393,"Насос GRUNDFOS","NB125-250/216 A-F-A-BAQE",{"v":3034,"d":"3,034"},"F3"]
[97837136,"Насос GRUNDFOS","NB125-250/220 A-F-A-BAQE",{"v":4232,"d":"4,232"},"F3"]
[97836842,"Насос GRUNDFOS","NB125-250/222 A-F-A-BAQE",{"v":11627,"d":"11,627"},"F3"]
[98305394,"Насос GRUNDFOS","NB125-250/232 A-F-A-BAQE",{"v":3177,"d":"3,177"},"F3"]
[97836843,"Насос GRUNDFOS","NB125-250/236 A-F-A-BAQE",{"v":16358,"d":"16,358"},"F3"]
[97837053,"Насос GRUNDFOS","NB125-250/236 A-F-A-BAQE",{"v":4510,"d":"4,510"},"F3"]
[97836844,"Насос GRUNDFOS","NB125-250/249 A-F-A-BAQE",{"v":18476,"d":"18,476"},"F3"]
[97837054,"Насос GRUNDFOS","NB125-250/249 A-F-A-BAQE",{"v":5000,"d":"5,000"},"F3"]
[98305395,"Насос GRUNDFOS","NB125-250/253 A-F-A-BAQE",{"v":3455,"d":"3,455"},"F3"]
[97837055,"Насос GRUNDFOS","NB125-250/262 A-F-A-BAQE",{"v":5305,"d":"5,305"},"F3"]
[97836845,"Насос GRUNDFOS","NB125-250/263 A-F-A-BAQE",{"v":21019,"d":"21,019"},"F3"]
[97836846,"Насос GRUNDFOS","NB125-250/269 A-F-A-BAQE",{"v":24155,"d":"24,155"},"F3"]
[97837137,"Насос GRUNDFOS","NB125-250/269 A-F-A-BAQE",{"v":6545,"d":"6,545"},"F3"]
[98305396,"Насос GRUNDFOS","NB125-250/269 A-F-A-BAQE",{"v":3778,"d":"3,778"},"F3"]
[97836847,"Насос GRUNDFOS","NB125-315/262 A-F-A-BAQE",{"v":19262,"d":"19,262"},"F3"]
[97837138,"Насос GRUNDFOS","NB125-315/275 A-F-A-BAQE",{"v":6157,"d":"6,157"},"F3"]
[98305397,"Насос GRUNDFOS","NB125-315/275 A-F-A-BAQE",{"v":4475,"d":"4,475"},"F3"]
[97836848,"Насос GRUNDFOS","NB125-315/277 A-F-A-BAQE",{"v":22328,"d":"22,328"},"F3"]
[97837139,"Насос GRUNDFOS","NB125-315/290 A-F-A-BAQE",{"v":6455,"d":"6,455"},"F3"]
[97836849,"Насос GRUNDFOS","NB125-315/297 A-F-A-BAQE",{"v":25462,"d":"25,462"},"F3"]
[98305398,"Насос GRUNDFOS","NB125-315/297 A-F-A-BAQE",{"v":4815,"d":"4,815"},"F3"]
[97837140,"Насос GRUNDFOS","NB125-315/317 A-F-A-BAQE",{"v":7701,"d":"7,701"},"F3"]
[98305399,"Насос GRUNDFOS","NB125-315/335 A-F-A-BAQE",{"v":5582,"d":"5,582"},"F3"]
[97837141,"Насос GRUNDFOS","NB125-315/336 A-F-A-BAQE",{"v":8247,"d":"8,247"},"F3"]
[97837142,"Насос GRUNDFOS","NB125-315/338 A-F-A-BAQE",{"v":9315,"d":"9,315"},"F3"]
[98305400,"Насос GRUNDFOS","NB125-315/338 A-F-A-BAQE",{"v":6253,"d":"6,253"},"F3"]
[97837143,"Насос GRUNDFOS","NB125-400/345 A-F-A-BAQE",{"v":8510,"d":"8,510"},"F3"]
[98305401,"Насос GRUNDFOS","NB125-400/351 A-F-A-BAQE",{"v":6097,"d":"6,097"},"F3"]
[97837144,"Насос GRUNDFOS","NB125-400/368 A-F-A-BAQE",{"v":9577,"d":"9,577"},"F3"]
[98305402,"Насос GRUNDFOS","NB125-400/384 A-F-A-BAQE",{"v":6771,"d":"6,771"},"F3"]
[97837145,"Насос GRUNDFOS","NB125-400/392 A-F-A-BAQE",{"v":11051,"d":"11,051"},"F3"]
[98305403,"Насос GRUNDFOS","NB125-400/410 A-F-A-BAQE",{"v":7594,"d":"7,594"},"F3"]
[97837146,"Насос GRUNDFOS","NB125-400/433 A-F-A-BAQE",{"v":12589,"d":"12,589"},"F3"]
[98305404,"Насос GRUNDFOS","NB125-400/434 A-F-A-BAQE",{"v":8289,"d":"8,289"},"F3"]
[97837147,"Насос GRUNDFOS","NB125-400/438 A-F-A-BAQE",{"v":13561,"d":"13,561"},"F3"]
[98305405,"Насос GRUNDFOS","NB125-400/438 A-F-A-BAQE",{"v":9106,"d":"9,106"},"F3"]
[97837148,"Насос GRUNDFOS","NB125-500/406 A-F-A-BAQE",{"v":12358,"d":"12,358"},"F3"]
[98305383,"Насос GRUNDFOS","NB125-500/421 A-F-A-BAQE",{"v":8892,"d":"8,892"},"F3"]
[98305384,"Насос GRUNDFOS","NB125-500/445 A-F-A-BAQE",{"v":9583,"d":"9,583"},"F3"]
[97837149,"Насос GRUNDFOS","NB125-500/447 A-F-A-BAQE",{"v":13898,"d":"13,898"},"F3"]
[97837150,"Насос GRUNDFOS","NB125-500/473 A-F-A-BAQE",{"v":14871,"d":"14,871"},"F3"]
[98305385,"Насос GRUNDFOS","NB125-500/493 A-F-A-BAQE",{"v":10510,"d":"10,510"},"F3"]
[97837151,"Насос GRUNDFOS","NB125-500/500 A-F-A-BAQE",{"v":19778,"d":"19,778"},"F3"]
[98305386,"Насос GRUNDFOS","NB125-500/524 A-F-A-BAQE",{"v":11228,"d":"11,228"},"F3"]
[97837152,"Насос GRUNDFOS","NB125-500/526 A-F-A-BAQE",{"v":20501,"d":"20,501"},"F3"]
[98305387,"Насос GRUNDFOS","NB125-500/546 A-F-A-BAQE",{"v":12447,"d":"12,447"},"F3"]
[97837153,"Насос GRUNDFOS","NB125-500/548 A-F-A-BAQE",{"v":21936,"d":"21,936"},"F3"]
[98305388,"Насос GRUNDFOS","NB125-500/548 A-F-A-BAQE",{"v":13529,"d":"13,529"},"F3"]
[97837154,"Насос GRUNDFOS","NB150-200/210-158 A-F-A-BAQE",{"v":4328,"d":"4,328"},"F3"]
[95109887,"Насос GRUNDFOS","NB150-200/210-168 A-F-A-BAQE",{"v":3332,"d":"3,332"},"F3"]
[97836850,"Насос GRUNDFOS","NB150-200/216-176 A-F-A-BAQE",{"v":11437,"d":"11,437"},"F3"]
[98305416,"Насос GRUNDFOS","NB150-200/218-200 A-F-A-BAQE",{"v":3715,"d":"3,715"},"F3"]
[97836851,"Насос GRUNDFOS","NB150-200/218-202 A-F-A-BAQE",{"v":12728,"d":"12,728"},"F3"]
[97837056,"Насос GRUNDFOS","NB150-200/218-208 A-F-A-BAQE",{"v":4961,"d":"4,961"},"F3"]
[97836852,"Насос GRUNDFOS","NB150-200/224 A-F-A-BAQE",{"v":17320,"d":"17,320"},"F3"]
[97837155,"Насос GRUNDFOS","NB150-200/224 A-F-A-BAQE",{"v":5252,"d":"5,252"},"F3"]
[98305414,"Насос GRUNDFOS","NB150-200/224 A-F-A-BAQE",{"v":3896,"d":"3,896"},"F3"]
[97837156,"Насос GRUNDFOS","NB150-250/226 A-F-A-BAQE",{"v":5608,"d":"5,608"},"F3"]
[97836853,"Насос GRUNDFOS","NB150-250/230 A-F-A-BAQE",{"v":18949,"d":"18,949"},"F3"]
[97837157,"Насос GRUNDFOS","NB150-250/238 A-F-A-BAQE",{"v":6108,"d":"6,108"},"F3"]
[98305417,"Насос GRUNDFOS","NB150-250/243 A-F-A-BAQE",{"v":4561,"d":"4,561"},"F3"]
[97836854,"Насос GRUNDFOS","NB150-250/245 A-F-A-BAQE",{"v":21487,"d":"21,487"},"F3"]
[97837158,"Насос GRUNDFOS","NB150-250/251 A-F-A-BAQE",{"v":6411,"d":"6,411"},"F3"]
[97836855,"Насос GRUNDFOS","NB150-250/260 A-F-A-BAQE",{"v":24596,"d":"24,596"},"F3"]
[98305418,"Насос GRUNDFOS","NB150-250/262 A-F-A-BAQE",{"v":4976,"d":"4,976"},"F3"]
[97837159,"Насос GRUNDFOS","NB150-250/271 A-F-A-BAQE",{"v":7679,"d":"7,679"},"F3"]
[97837160,"Насос GRUNDFOS","NB150-250/284 A-F-A-BAQE",{"v":8660,"d":"8,660"},"F3"]
[97837161,"Насос GRUNDFOS","NB150-250/286 A-F-A-BAQE",{"v":9479,"d":"9,479"},"F3"]
[98305419,"Насос GRUNDFOS","NB150-250/286 A-F-A-BAQE",{"v":5852,"d":"5,852"},"F3"]
[98274183,"Насос GRUNDFOS","NB150-315.1/255 A-F-A-BAQE",{"v":6371,"d":"6,371"},"F3"]
[98274181,"Насос GRUNDFOS","NB150-315.1/261 A-F-A-BAQE",{"v":24336,"d":"24,336"},"F3"]
[98305410,"Насос GRUNDFOS","NB150-315.1/262 A-F-A-BAQE",{"v":5012,"d":"5,012"},"F3"]
[98274184,"Насос GRUNDFOS","NB150-315.1/269 A-F-A-BAQE",{"v":6475,"d":"6,475"},"F3"]
[98274182,"Насос GRUNDFOS","NB150-315.1/277 A-F-A-BAQE",{"v":26254,"d":"26,254"},"F3"]
[98305411,"Насос GRUNDFOS","NB150-315.1/289 A-F-A-BAQE",{"v":5207,"d":"5,207"},"F3"]
[98274185,"Насос GRUNDFOS","NB150-315.1/298 A-F-A-BAQE",{"v":7670,"d":"7,670"},"F3"]
[98274186,"Насос GRUNDFOS","NB150-315.1/315 A-F-A-BAQE",{"v":8572,"d":"8,572"},"F3"]
[98305412,"Насос GRUNDFOS","NB150-315.1/320 A-F-A-BAQE",{"v":6018,"d":"6,018"},"F3"]
[98274187,"Насос GRUNDFOS","NB150-315.1/334 A-F-A-BAQE",{"v":9274,"d":"9,274"},"F3"]
[98276626,"Насос GRUNDFOS","NB150-315.1/342 A-F-A-BAQE",{"v":10693,"d":"10,693"},"F3"]
[98305413,"Насос GRUNDFOS","NB150-315.1/342 A-F-A-BAQE",{"v":6707,"d":"6,707"},"F3"]
[97837162,"Насос GRUNDFOS","NB150-315/275 A-F-A-BAQE",{"v":9084,"d":"9,084"},"F3"]
[98305420,"Насос GRUNDFOS","NB150-315/280 A-F-A-BAQE",{"v":6334,"d":"6,334"},"F3"]
[97837163,"Насос GRUNDFOS","NB150-315/291 A-F-A-BAQE",{"v":9839,"d":"9,839"},"F3"]
[98305421,"Насос GRUNDFOS","NB150-315/305 A-F-A-BAQE",{"v":7002,"d":"7,002"},"F3"]
[97837164,"Насос GRUNDFOS","NB150-315/310 A-F-A-BAQE",{"v":11312,"d":"11,312"},"F3"]
[98305422,"Насос GRUNDFOS","NB150-315/322 A-F-A-BAQE",{"v":7825,"d":"7,825"},"F3"]
[97837165,"Насос GRUNDFOS","NB150-315/336 A-F-A-BAQE",{"v":13113,"d":"13,113"},"F3"]
[98305423,"Насос GRUNDFOS","NB150-315/337 A-F-A-BAQE",{"v":8391,"d":"8,391"},"F3"]
[97837166,"Насос GRUNDFOS","NB150-315/338 A-F-A-BAQE",{"v":14465,"d":"14,465"},"F3"]
[98305424,"Насос GRUNDFOS","NB150-315/338 A-F-A-BAQE",{"v":9263,"d":"9,263"},"F3"]
[97837167,"Насос GRUNDFOS","NB150-400/343 A-F-A-BAQE",{"v":11949,"d":"11,949"},"F3"]
[98305425,"Насос GRUNDFOS","NB150-400/357 A-F-A-BAQE",{"v":8305,"d":"8,305"},"F3"]
[97837168,"Насос GRUNDFOS","NB150-400/375 A-F-A-BAQE",{"v":13827,"d":"13,827"},"F3"]
[98305426,"Насос GRUNDFOS","NB150-400/375 A-F-A-BAQE",{"v":8879,"d":"8,879"},"F3"]
[97837169,"Насос GRUNDFOS","NB150-400/394 A-F-A-BAQE",{"v":15387,"d":"15,387"},"F3"]
[98305427,"Насос GRUNDFOS","NB150-400/408 A-F-A-BAQE",{"v":9789,"d":"9,789"},"F3"]
[97837170,"Насос GRUNDFOS","NB150-400/412 A-F-A-BAQE",{"v":20800,"d":"20,800"},"F3"]
[98305428,"Насос GRUNDFOS","NB150-400/430 A-F-A-BAQE",{"v":10907,"d":"10,907"},"F3"]
[97837171,"Насос GRUNDFOS","NB150-400/431 A-F-A-BAQE",{"v":21550,"d":"21,550"},"F3"]
[97837172,"Насос GRUNDFOS","NB150-400/438 A-F-A-BAQE",{"v":23048,"d":"23,048"},"F3"]
[98305429,"Насос GRUNDFOS","NB150-400/438 A-F-A-BAQE",{"v":12295,"d":"12,295"},"F3"]
[98305406,"Насос GRUNDFOS","NB150-500/457 A-F-A-BAQE",{"v":12533,"d":"12,533"},"F3"]
[97837173,"Насос GRUNDFOS","NB150-500/459 A-F-A-BAQE",{"v":22785,"d":"22,785"},"F3"]
[98305407,"Насос GRUNDFOS","NB150-500/483 A-F-A-BAQE",{"v":13936,"d":"13,936"},"F3"]
[97837174,"Насос GRUNDFOS","NB150-500/489 A-F-A-BAQE",{"v":24283,"d":"24,283"},"F3"]
[98305408,"Насос GRUNDFOS","NB150-500/513 A-F-A-BAQE",{"v":14999,"d":"14,999"},"F3"]
[97837175,"Насос GRUNDFOS","NB150-500/521 A-F-A-BAQE",{"v":26763,"d":"26,763"},"F3"]
[98305409,"Насос GRUNDFOS","NB150-500/548 A-F-A-BAQE",{"v":16236,"d":"16,236"},"F3"]
[97933822,"Насос GRUNDFOS","NB200-400/280 A-F-A-BAQE",{"v":13934,"d":"13,934"},"F3"]
[97933823,"Насос GRUNDFOS","NB200-400/296 A-F-A-BAQE",{"v":15173,"d":"15,173"},"F3"]
[98305342,"Насос GRUNDFOS","NB200-400/308 A-F-A-BAQE",{"v":12053,"d":"12,053"},"F3"]
[97933824,"Насос GRUNDFOS","NB200-400/312 A-F-A-BAQE",{"v":16049,"d":"16,049"},"F3"]
[98305343,"Насос GRUNDFOS","NB200-400/328 A-F-A-BAQE",{"v":11240,"d":"11,240"},"F3"]
[97933825,"Насос GRUNDFOS","NB200-400/344 A-F-A-BAQE",{"v":16991,"d":"16,991"},"F3"]
[98305344,"Насос GRUNDFOS","NB200-400/348 A-F-A-BAQE",{"v":12601,"d":"12,601"},"F3"]
[97933826,"Насос GRUNDFOS","NB200-400/364 A-F-A-BAQE",{"v":17889,"d":"17,889"},"F3"]
[98305345,"Насос GRUNDFOS","NB200-400/384 A-F-A-BAQE",{"v":13733,"d":"13,733"},"F3"]
[97920972,"Насос GRUNDFOS","NB200-400/392 A-F-A-BAQE",{"v":19510,"d":"19,510"},"F3"]
[97920974,"Насос GRUNDFOS","NB200-400/404 A-F-A-BAQE",{"v":20896,"d":"20,896"},"F3"]
[98305346,"Насос GRUNDFOS","NB200-400/404 A-F-A-BAQE",{"v":15676,"d":"15,676"},"F3"]
[98305337,"Насос GRUNDFOS","NB200-450/355 A-F-A-BAQE",{"v":11240,"d":"11,240"},"F3"]
[97920976,"Насос GRUNDFOS","NB200-450/367 A-F-A-BAQE",{"v":17059,"d":"17,059"},"F3"]
[98305338,"Насос GRUNDFOS","NB200-450/371 A-F-A-BAQE",{"v":12952,"d":"12,952"},"F3"]
[97920978,"Насос GRUNDFOS","NB200-450/391 A-F-A-BAQE",{"v":18125,"d":"18,125"},"F3"]
[98305339,"Насос GRUNDFOS","NB200-450/407 A-F-A-BAQE",{"v":14426,"d":"14,426"},"F3"]
[97920980,"Насос GRUNDFOS","NB200-450/415 A-F-A-BAQE",{"v":22137,"d":"22,137"},"F3"]
[98305340,"Насос GRUNDFOS","NB200-450/431 A-F-A-BAQE",{"v":15906,"d":"15,906"},"F3"]
[97920982,"Насос GRUNDFOS","NB200-450/435 A-F-A-BAQE",{"v":23505,"d":"23,505"},"F3"]
[97920984,"Насос GRUNDFOS","NB200-450/455 A-F-A-BAQE",{"v":25291,"d":"25,291"},"F3"]
[97920986,"Насос GRUNDFOS","NB250-350/266 A-F-A-BAQE",{"v":15020,"d":"15,020"},"F3"]
[98305351,"Насос GRUNDFOS","NB250-350/277 A-F-A-BAQE",{"v":10785,"d":"10,785"},"F3"]
[97920988,"Насос GRUNDFOS","NB250-350/294 A-F-A-BAQE",{"v":16358,"d":"16,358"},"F3"]
[98305352,"Насос GRUNDFOS","NB250-350/306 A-F-A-BAQE",{"v":11988,"d":"11,988"},"F3"]
[97920990,"Насос GRUNDFOS","NB250-350/318 A-F-A-BAQE",{"v":17708,"d":"17,708"},"F3"]
[98305353,"Насос GRUNDFOS","NB250-350/330 A-F-A-BAQE",{"v":12651,"d":"12,651"},"F3"]
[97920992,"Насос GRUNDFOS","NB250-350/362 A-F-A-BAQE",{"v":20786,"d":"20,786"},"F3"]
[98305354,"Насос GRUNDFOS","NB250-350/366 A-F-A-BAQE",{"v":14130,"d":"14,130"},"F3"]
[97920994,"Насос GRUNDFOS","NB250-350/370 A-F-A-BAQE",{"v":22158,"d":"22,158"},"F3"]
[97920996,"Насос GRUNDFOS","NB250-400/281 A-F-A-BAQE",{"v":16667,"d":"16,667"},"F3"]
[98305361,"Насос GRUNDFOS","NB250-400/289 A-F-A-BAQE",{"v":12113,"d":"12,113"},"F3"]
[97920998,"Насос GRUNDFOS","NB250-400/301 A-F-A-BAQE",{"v":18005,"d":"18,005"},"F3"]
[98305362,"Насос GRUNDFOS","NB250-400/313 A-F-A-BAQE",{"v":12882,"d":"12,882"},"F3"]
[97921000,"Насос GRUNDFOS","NB250-400/329 A-F-A-BAQE",{"v":21261,"d":"21,261"},"F3"]
[98305363,"Насос GRUNDFOS","NB250-400/329 A-F-A-BAQE",{"v":14360,"d":"14,360"},"F3"]
[97921002,"Насос GRUNDFOS","NB250-400/349 A-F-A-BAQE",{"v":23345,"d":"23,345"},"F3"]
[98305364,"Насос GRUNDFOS","NB250-400/361 A-F-A-BAQE",{"v":16478,"d":"16,478"},"F3"]
[97921004,"Насос GRUNDFOS","NB250-400/365 A-F-A-BAQE",{"v":24729,"d":"24,729"},"F3"]
[98305365,"Насос GRUNDFOS","NB250-400/381 A-F-A-BAQE",{"v":17551,"d":"17,551"},"F3"]
[97921006,"Насос GRUNDFOS","NB250-400/385 A-F-A-BAQE",{"v":25876,"d":"25,876"},"F3"]
[98305366,"Насос GRUNDFOS","NB250-400/401 A-F-A-BAQE",{"v":18808,"d":"18,808"},"F3"]
[97921008,"Насос GRUNDFOS","NB250-400/405 A-F-A-BAQE",{"v":27426,"d":"27,426"},"F3"]
[98305355,"Насос GRUNDFOS","NB250-450/313 A-F-A-BAQE",{"v":13936,"d":"13,936"},"F3"]
[97921010,"Насос GRUNDFOS","NB250-450/325 A-F-A-BAQE",{"v":21521,"d":"21,521"},"F3"]
[98305356,"Насос GRUNDFOS","NB250-450/325 A-F-A-BAQE",{"v":15059,"d":"15,059"},"F3"]
[97921012,"Насос GRUNDFOS","NB250-450/341 A-F-A-BAQE",{"v":23116,"d":"23,116"},"F3"]
[98305357,"Насос GRUNDFOS","NB250-450/357 A-F-A-BAQE",{"v":17014,"d":"17,014"},"F3"]
[97921014,"Насос GRUNDFOS","NB250-450/361 A-F-A-BAQE",{"v":24486,"d":"24,486"},"F3"]
[98305358,"Насос GRUNDFOS","NB250-450/377 A-F-A-BAQE",{"v":18265,"d":"18,265"},"F3"]
[97921016,"Насос GRUNDFOS","NB250-450/381 A-F-A-BAQE",{"v":26114,"d":"26,114"},"F3"]
[98305359,"Насос GRUNDFOS","NB250-450/397 A-F-A-BAQE",{"v":18808,"d":"18,808"},"F3"]
[97921018,"Насос GRUNDFOS","NB250-450/401 A-F-A-BAQE",{"v":27627,"d":"27,627"},"F3"]
[98305360,"Насос GRUNDFOS","NB250-450/433 A-F-A-BAQE",{"v":19580,"d":"19,580"},"F3"]
[97921020,"Насос GRUNDFOS","NB250-450/445 A-F-A-BAQE",{"v":30192,"d":"30,192"},"F3"]
[98305347,"Насос GRUNDFOS","NB250-500/409 A-F-A-BAQE",{"v":20441,"d":"20,441"},"F3"]
[97921022,"Насос GRUNDFOS","NB250-500/417 A-F-A-BAQE",{"v":29739,"d":"29,739"},"F3"]
[98305348,"Насос GRUNDFOS","NB250-500/437 A-F-A-BAQE",{"v":21458,"d":"21,458"},"F3"]
[97921024,"Насос GRUNDFOS","NB250-500/445 A-F-A-BAQE",{"v":32565,"d":"32,565"},"F3"]
[98305349,"Насос GRUNDFOS","NB250-500/485 A-F-A-BAQE",{"v":25602,"d":"25,602"},"F3"]
[98305350,"Насос GRUNDFOS","NB250-500/525 A-F-A-BAQE",{"v":27473,"d":"27,473"},"F3"]
[97839209,"Насос GRUNDFOS","NB32-125.1/100 A-F-A-BAQE",{"v":1197,"d":"1,197"},"F3"]
[97839210,"Насос GRUNDFOS","NB32-125.1/110 A-F-A-BAQE",{"v":1242,"d":"1,242"},"F3"]
[97839211,"Насос GRUNDFOS","NB32-125.1/121 A-F-A-BAQE",{"v":1303,"d":"1,303"},"F3"]
[95108933,"Насос GRUNDFOS","NB32-125.1/121 A-F-A-BAQE",959,"F3"]
[96124944,"Насос GRUNDFOS","NB32-125.1/139 A-F-A-BAQE",959,"F3"]
[97839212,"Насос GRUNDFOS","NB32-125.1/140 A-F-A-BAQE",{"v":1339,"d":"1,339"},"F3"]
[95108934,"Насос GRUNDFOS","NB32-125.1/140 A-F-A-BAQE",967,"F3"]
[97838599,"Насос GRUNDFOS","NB32-125/106 A-F-A-BAQE",{"v":1251,"d":"1,251"},"F3"]
[95108940,"Насос GRUNDFOS","NB32-125/115 A-F-A-BAQE",942,"F3"]
[97838600,"Насос GRUNDFOS","NB32-125/115 A-F-A-BAQE",{"v":1306,"d":"1,306"},"F3"]
[97839202,"Насос GRUNDFOS","NB32-125/130 A-F-A-BAQE",{"v":1344,"d":"1,344"},"F3"]
[95108941,"Насос GRUNDFOS","NB32-125/130 A-F-A-BAQE",942,"F3"]
[97839203,"Насос GRUNDFOS","NB32-125/142 A-F-A-BAQE",{"v":1560,"d":"1,560"},"F3"]
[96124910,"Насос GRUNDFOS","NB32-125/142 A-F-A-BAQE",968,"F3"]
[95108935,"Насос GRUNDFOS","NB32-160.1/137 A-F-A-BAQE",994,"F3"]
[97839201,"Насос GRUNDFOS","NB32-160.1/139 A-F-A-BAQE",{"v":1359,"d":"1,359"},"F3"]
[97839213,"Насос GRUNDFOS","NB32-160.1/155 A-F-A-BAQE",{"v":1414,"d":"1,414"},"F3"]
[95108936,"Насос GRUNDFOS","NB32-160.1/155 A-F-A-BAQE",994,"F3"]
[97839214,"Насос GRUNDFOS","NB32-160.1/169 A-F-A-BAQE",{"v":1643,"d":"1,643"},"F3"]
[96124948,"Насос GRUNDFOS","NB32-160.1/172 A-F-A-BAQE",{"v":1018,"d":"1,018"},"F3"]
[95108937,"Насос GRUNDFOS","NB32-160.1/177 A-F-A-BAQE",{"v":1100,"d":"1,100"},"F3"]
[97836760,"Насос GRUNDFOS","NB32-160.1/177 A-F-A-BAQE",{"v":1602,"d":"1,602"},"F3"]
[95108942,"Насос GRUNDFOS","NB32-160/138 A-F-A-BAQE",989,"F3"]
[97839251,"Насос GRUNDFOS","NB32-160/139 A-F-A-BAQE",{"v":1432,"d":"1,432"},"F3"]
[97839204,"Насос GRUNDFOS","NB32-160/151 A-F-A-BAQE",{"v":1658,"d":"1,658"},"F3"]
[95108943,"Насос GRUNDFOS","NB32-160/154 A-F-A-BAQE",{"v":1021,"d":"1,021"},"F3"]
[97836714,"Насос GRUNDFOS","NB32-160/163 A-F-A-BAQE",{"v":1582,"d":"1,582"},"F3"]
[96124922,"Насос GRUNDFOS","NB32-160/172 A-F-A-BAQE",{"v":1093,"d":"1,093"},"F3"]
[97839403,"Насос GRUNDFOS","NB32-160/173 A-F-A-BAQE",{"v":1225,"d":"1,225"},"F3"]
[97836715,"Насос GRUNDFOS","NB32-160/177 A-F-A-BAQE",{"v":1871,"d":"1,871"},"F3"]
[97839249,"Насос GRUNDFOS","NB32-200.1/172 A-F-A-BAQE",{"v":1757,"d":"1,757"},"F3"]
[95108938,"Насос GRUNDFOS","NB32-200.1/175 A-F-A-BAQE",{"v":1099,"d":"1,099"},"F3"]
[97836724,"Насос GRUNDFOS","NB32-200.1/188 A-F-A-BAQE",{"v":1685,"d":"1,685"},"F3"]
[96124953,"Насос GRUNDFOS","NB32-200.1/196 A-F-A-BAQE",{"v":1168,"d":"1,168"},"F3"]
[97836725,"Насос GRUNDFOS","NB32-200.1/205 A-F-A-BAQE",{"v":1957,"d":"1,957"},"F3"]
[97839402,"Насос GRUNDFOS","NB32-200.1/207 A-F-A-BAQE",{"v":1310,"d":"1,310"},"F3"]
[97836762,"Насос GRUNDFOS","NB32-200.1/207 A-F-A-BAQE",{"v":2131,"d":"2,131"},"F3"]
[97836764,"Насос GRUNDFOS","NB32-200/176 A-F-A-BAQE",{"v":1698,"d":"1,698"},"F3"]
[95108945,"Насос GRUNDFOS","NB32-200/184 A-F-A-BAQE",{"v":1150,"d":"1,150"},"F3"]
[97836716,"Насос GRUNDFOS","NB32-200/190 A-F-A-BAQE",{"v":1970,"d":"1,970"},"F3"]
[97839196,"Насос GRUNDFOS","NB32-200/197 A-F-A-BAQE",{"v":1286,"d":"1,286"},"F3"]
[97836717,"Насос GRUNDFOS","NB32-200/206 A-F-A-BAQE",{"v":2122,"d":"2,122"},"F3"]
[97839197,"Насос GRUNDFOS","NB32-200/216 A-F-A-BAQE",{"v":1337,"d":"1,337"},"F3"]
[97836765,"Насос GRUNDFOS","NB32-200/219 A-F-A-BAQE",{"v":2713,"d":"2,713"},"F3"]
[97839404,"Насос GRUNDFOS","NB32-200/219 A-F-A-BAQE",{"v":1456,"d":"1,456"},"F3"]
[97836766,"Насос GRUNDFOS","NB32-250/199 A-F-A-BAQE",{"v":2125,"d":"2,125"},"F3"]
[97839405,"Насос GRUNDFOS","NB32-250/206 A-F-A-BAQE",{"v":1445,"d":"1,445"},"F3"]
[97836767,"Насос GRUNDFOS","NB32-250/219 A-F-A-BAQE",{"v":2302,"d":"2,302"},"F3"]
[97839406,"Насос GRUNDFOS","NB32-250/236 A-F-A-BAQE",{"v":1499,"d":"1,499"},"F3"]
[97836768,"Насос GRUNDFOS","NB32-250/244 A-F-A-BAQE",{"v":2821,"d":"2,821"},"F3"]
[97839407,"Насос GRUNDFOS","NB32-250/260 A-F-A-BAQE",{"v":1625,"d":"1,625"},"F3"]
[97839408,"Насос GRUNDFOS","NB32-250/262 A-F-A-BAQE",{"v":1766,"d":"1,766"},"F3"]
[97836769,"Насос GRUNDFOS","NB32-250/262 A-F-A-BAQE",{"v":3121,"d":"3,121"},"F3"]
[97839217,"Насос GRUNDFOS","NB40-125/105 A-F-A-BAQE",{"v":1407,"d":"1,407"},"F3"]
[97839218,"Насос GRUNDFOS","NB40-125/116 A-F-A-BAQE",{"v":1450,"d":"1,450"},"F3"]
[96124964,"Насос GRUNDFOS","NB40-125/116 A-F-A-BAQE",{"v":1115,"d":"1,115"},"F3"]
[97839219,"Насос GRUNDFOS","NB40-125/127 A-F-A-BAQE",{"v":1680,"d":"1,680"},"F3"]
[96124958,"Насос GRUNDFOS","NB40-125/130 A-F-A-BAQE",{"v":1131,"d":"1,131"},"F3"]
[97836729,"Насос GRUNDFOS","NB40-125/139 A-F-A-BAQE",{"v":1613,"d":"1,613"},"F3"]
[96124959,"Насос GRUNDFOS","NB40-125/142 A-F-A-BAQE",{"v":1206,"d":"1,206"},"F3"]
[97836770,"Насос GRUNDFOS","NB40-125/142 A-F-A-BAQE",{"v":1853,"d":"1,853"},"F3"]
[95108952,"Насос GRUNDFOS","NB40-160/134 A-F-A-BAQE",{"v":1100,"d":"1,100"},"F3"]
[97836771,"Насос GRUNDFOS","NB40-160/144 A-F-A-BAQE",{"v":1626,"d":"1,626"},"F3"]
[96124971,"Насос GRUNDFOS","NB40-160/151 A-F-A-BAQE",{"v":1219,"d":"1,219"},"F3"]
[97836730,"Насос GRUNDFOS","NB40-160/158 A-F-A-BAQE",{"v":1948,"d":"1,948"},"F3"]
[97839198,"Насос GRUNDFOS","NB40-160/162 A-F-A-BAQE",{"v":1338,"d":"1,338"},"F3"]
[97836731,"Насос GRUNDFOS","NB40-160/172 A-F-A-BAQE",{"v":2126,"d":"2,126"},"F3"]
[97839409,"Насос GRUNDFOS","NB40-160/177 A-F-A-BAQE",{"v":1422,"d":"1,422"},"F3"]
[97836772,"Насос GRUNDFOS","NB40-160/177 A-F-A-BAQE",{"v":2703,"d":"2,703"},"F3"]
[97836773,"Насос GRUNDFOS","NB40-200/172 A-F-A-BAQE",{"v":2022,"d":"2,022"},"F3"]
[97839410,"Насос GRUNDFOS","NB40-200/177 A-F-A-BAQE",{"v":1291,"d":"1,291"},"F3"]
[97836774,"Насос GRUNDFOS","NB40-200/188 A-F-A-BAQE",{"v":2197,"d":"2,197"},"F3"]
[97839199,"Насос GRUNDFOS","NB40-200/198 A-F-A-BAQE",{"v":1448,"d":"1,448"},"F3"]
[97781325,"Насос GRUNDFOS","NB40-200/206 A-F-A-BAQE",{"v":2731,"d":"2,731"},"F3"]
[97839200,"Насос GRUNDFOS","NB40-200/217 A-F-A-BAQE",{"v":1483,"d":"1,483"},"F3"]
[97964034,"Насос GRUNDFOS","NB40-200/219 A-F-A-BAQE",{"v":2996,"d":"2,996"},"F3"]
[97839411,"Насос GRUNDFOS","NB40-200/219 A-F-A-BAQE",{"v":1639,"d":"1,639"},"F3"]
[97964000,"Насос GRUNDFOS","NB40-250/211 A-F-A-BAQE",{"v":2799,"d":"2,799"},"F3"]
[97839412,"Насос GRUNDFOS","NB40-250/219 A-F-A-BAQE",{"v":1597,"d":"1,597"},"F3"]
[97964044,"Насос GRUNDFOS","NB40-250/230 A-F-A-BAQE",{"v":3077,"d":"3,077"},"F3"]
[97839371,"Насос GRUNDFOS","NB40-250/245 A-F-A-BAQE",{"v":1774,"d":"1,774"},"F3"]
[97964038,"Насос GRUNDFOS","NB40-250/245 A-F-A-BAQE",{"v":3354,"d":"3,354"},"F3"]
[97964043,"Насос GRUNDFOS","NB40-250/255 A-F-A-BAQE",{"v":3817,"d":"3,817"},"F3"]
[97839372,"Насос GRUNDFOS","NB40-250/260 A-F-A-BAQE",{"v":1864,"d":"1,864"},"F3"]
[97836777,"Насос GRUNDFOS","NB40-250/260 D-F-A-BAQE",{"v":4842,"d":"4,842"},"F3"]
[97836778,"Насос GRUNDFOS","NB40-315/273 A-F-A-BAQE",{"v":4302,"d":"4,302"},"F3"]
[97839413,"Насос GRUNDFOS","NB40-315/283 A-F-A-BAQE",{"v":2318,"d":"2,318"},"F3"]
[97836779,"Насос GRUNDFOS","NB40-315/298 A-F-A-BAQE",{"v":5353,"d":"5,353"},"F3"]
[97837081,"Насос GRUNDFOS","NB40-315/305 A-F-A-BAQE",{"v":2227,"d":"2,227"},"F3"]
[97836780,"Насос GRUNDFOS","NB40-315/318 A-F-A-BAQE",{"v":6054,"d":"6,054"},"F3"]
[97837082,"Насос GRUNDFOS","NB40-315/334 A-F-A-BAQE",{"v":2525,"d":"2,525"},"F3"]
[97836781,"Насос GRUNDFOS","NB40-315/336 A-F-A-BAQE",{"v":7922,"d":"7,922"},"F3"]
[97837083,"Насос GRUNDFOS","NB40-315/344 A-F-A-BAQE",{"v":2628,"d":"2,628"},"F3"]
[97839227,"Насос GRUNDFOS","NB50-125/111 A-F-A-BAQE",{"v":1765,"d":"1,765"},"F3"]
[95108964,"Насос GRUNDFOS","NB50-125/113 A-F-A-BAQE",{"v":1100,"d":"1,100"},"F3"]
[97836737,"Насос GRUNDFOS","NB50-125/121 A-F-A-BAQE",{"v":1668,"d":"1,668"},"F3"]
[96124996,"Насос GRUNDFOS","NB50-125/129 A-F-A-BAQE",{"v":1224,"d":"1,224"},"F3"]
[97836738,"Насос GRUNDFOS","NB50-125/135 A-F-A-BAQE",{"v":1974,"d":"1,974"},"F3"]
[97839373,"Насос GRUNDFOS","NB50-125/138 A-F-A-BAQE",{"v":1342,"d":"1,342"},"F3"]
[97839417,"Насос GRUNDFOS","NB50-125/144 A-F-A-BAQE",{"v":1395,"d":"1,395"},"F3"]
[97836739,"Насос GRUNDFOS","NB50-125/144 A-F-A-BAQE",{"v":2139,"d":"2,139"},"F3"]
[95108966,"Насос GRUNDFOS","NB50-160/131 A-F-A-BAQE",{"v":1254,"d":"1,254"},"F3"]
[97836782,"Насос GRUNDFOS","NB50-160/136 A-F-A-BAQE",{"v":2022,"d":"2,022"},"F3"]
[97839418,"Насос GRUNDFOS","NB50-160/139 A-F-A-BAQE",{"v":1382,"d":"1,382"},"F3"]
[97836740,"Насос GRUNDFOS","NB50-160/150 A-F-A-BAQE",{"v":2203,"d":"2,203"},"F3"]
[97839374,"Насос GRUNDFOS","NB50-160/158 A-F-A-BAQE",{"v":1421,"d":"1,421"},"F3"]
[97781372,"Насос GRUNDFOS","NB50-160/167 A-F-A-BAQE",{"v":2769,"d":"2,769"},"F3"]
[97839375,"Насос GRUNDFOS","NB50-160/175 A-F-A-BAQE",{"v":1456,"d":"1,456"},"F3"]
[97839419,"Насос GRUNDFOS","NB50-160/177 A-F-A-BAQE",{"v":1564,"d":"1,564"},"F3"]
[97836783,"Насос GRUNDFOS","NB50-160/177 D-F-A-BAQE",{"v":2996,"d":"2,996"},"F3"]
[97839420,"Насос GRUNDFOS","NB50-200/171 A-F-A-BAQE",{"v":1474,"d":"1,474"},"F3"]
[97836784,"Насос GRUNDFOS","NB50-200/181 D-F-A-BAQE",{"v":2919,"d":"2,919"},"F3"]
[97839421,"Насос GRUNDFOS","NB50-200/188 A-F-A-BAQE",{"v":1530,"d":"1,530"},"F3"]
[97781381,"Насос GRUNDFOS","NB50-200/198 A-F-A-BAQE",{"v":3138,"d":"3,138"},"F3"]
[97781382,"Насос GRUNDFOS","NB50-200/210 A-F-A-BAQE",{"v":3412,"d":"3,412"},"F3"]
[97839376,"Насос GRUNDFOS","NB50-200/210 A-F-A-BAQE",{"v":1606,"d":"1,606"},"F3"]
[97839377,"Насос GRUNDFOS","NB50-200/219 A-F-A-BAQE",{"v":1718,"d":"1,718"},"F3"]
[97964046,"Насос GRUNDFOS","NB50-200/219 A-F-A-BAQE",{"v":3888,"d":"3,888"},"F3"]
[97836785,"Насос GRUNDFOS","NB50-250/205 D-F-A-BAQE",{"v":3261,"d":"3,261"},"F3"]
[97839422,"Насос GRUNDFOS","NB50-250/221 A-F-A-BAQE",{"v":1720,"d":"1,720"},"F3"]
[97836786,"Насос GRUNDFOS","NB50-250/222 D-F-A-BAQE",{"v":3539,"d":"3,539"},"F3"]
[97964047,"Насос GRUNDFOS","NB50-250/233 A-F-A-BAQE",{"v":4008,"d":"4,008"},"F3"]
[97839423,"Насос GRUNDFOS","NB50-250/241 A-F-A-BAQE",{"v":1823,"d":"1,823"},"F3"]
[97836746,"Насос GRUNDFOS","NB50-250/254 D-F-A-BAQE",{"v":4963,"d":"4,963"},"F3"]
[97837027,"Насос GRUNDFOS","NB50-250/263 A-F-A-BAQE",{"v":1753,"d":"1,753"},"F3"]
[97851878,"Насос GRUNDFOS","NB50-250/263 A-F-A-BAQE",{"v":6103,"d":"6,103"},"F3"]
[97836788,"Насос GRUNDFOS","NB50-315/267 A-F-A-BAQE",{"v":5448,"d":"5,448"},"F3"]
[97837093,"Насос GRUNDFOS","NB50-315/277 A-F-A-BAQE",{"v":2245,"d":"2,245"},"F3"]
[97836789,"Насос GRUNDFOS","NB50-315/285 A-F-A-BAQE",{"v":6103,"d":"6,103"},"F3"]
[97836790,"Насос GRUNDFOS","NB50-315/300 A-F-A-BAQE",{"v":7080,"d":"7,080"},"F3"]
[97837094,"Насос GRUNDFOS","NB50-315/303 A-F-A-BAQE",{"v":2621,"d":"2,621"},"F3"]
[97836791,"Насос GRUNDFOS","NB50-315/321 A-F-A-BAQE",{"v":8769,"d":"8,769"},"F3"]
[97837095,"Насос GRUNDFOS","NB50-315/331 A-F-A-BAQE",{"v":2978,"d":"2,978"},"F3"]
[97837096,"Насос GRUNDFOS","NB50-315/344 A-F-A-BAQE",{"v":3385,"d":"3,385"},"F3"]
[97836748,"Насос GRUNDFOS","NB65-125/120-110 A-F-A-BAQE",{"v":1732,"d":"1,732"},"F3"]
[95108981,"Насос GRUNDFOS","NB65-125/122 A-F-A-BAQE",{"v":1230,"d":"1,230"},"F3"]
[97836747,"Насос GRUNDFOS","NB65-125/127 A-F-A-BAQE",{"v":2034,"d":"2,034"},"F3"]
[97839379,"Насос GRUNDFOS","NB65-125/130 A-F-A-BAQE",{"v":1371,"d":"1,371"},"F3"]
[97836749,"Насос GRUNDFOS","NB65-125/137 A-F-A-BAQE",{"v":2254,"d":"2,254"},"F3"]
[97839380,"Насос GRUNDFOS","NB65-125/144 A-F-A-BAQE",{"v":1443,"d":"1,443"},"F3"]
[97836792,"Насос GRUNDFOS","NB65-125/144 A-F-A-BAQE",{"v":2823,"d":"2,823"},"F3"]
[97839428,"Насос GRUNDFOS","NB65-160/135 A-F-A-BAQE",{"v":1357,"d":"1,357"},"F3"]
[97836793,"Насос GRUNDFOS","NB65-160/143 A-F-A-BAQE",{"v":2342,"d":"2,342"},"F3"]
[97839381,"Насос GRUNDFOS","NB65-160/149 A-F-A-BAQE",{"v":1416,"d":"1,416"},"F3"]
[97781427,"Насос GRUNDFOS","NB65-160/157 A-F-A-BAQE",{"v":2910,"d":"2,910"},"F3"]
[97839382,"Насос GRUNDFOS","NB65-160/165 A-F-A-BAQE",{"v":1446,"d":"1,446"},"F3"]
[97781430,"Насос GRUNDFOS","NB65-160/173 A-F-A-BAQE",{"v":3091,"d":"3,091"},"F3"]
[97839383,"Насос GRUNDFOS","NB65-160/177 A-F-A-BAQE",{"v":1577,"d":"1,577"},"F3"]
[97836794,"Насос GRUNDFOS","NB65-160/177 D-F-A-BAQE",{"v":3395,"d":"3,395"},"F3"]
[97836795,"Насос GRUNDFOS","NB65-200/162 D-F-A-BAQE",{"v":3064,"d":"3,064"},"F3"]
[97839429,"Насос GRUNDFOS","NB65-200/170 A-F-A-BAQE",{"v":1697,"d":"1,697"},"F3"]
[97836796,"Насос GRUNDFOS","NB65-200/177 D-F-A-BAQE",{"v":3284,"d":"3,284"},"F3"]
[97839430,"Насос GRUNDFOS","NB65-200/189 A-F-A-BAQE",{"v":1799,"d":"1,799"},"F3"]
[97964045,"Насос GRUNDFOS","NB65-200/190 A-F-A-BAQE",{"v":3545,"d":"3,545"},"F3"]
[97964048,"Насос GRUNDFOS","NB65-200/198 A-F-A-BAQE",{"v":4017,"d":"4,017"},"F3"]
[97839384,"Насос GRUNDFOS","NB65-200/205 A-F-A-BAQE",{"v":1913,"d":"1,913"},"F3"]
[97836754,"Насос GRUNDFOS","NB65-200/217 D-F-A-BAQE",{"v":4985,"d":"4,985"},"F3"]
[97837034,"Насос GRUNDFOS","NB65-200/219 A-F-A-BAQE",{"v":1882,"d":"1,882"},"F3"]
[97836797,"Насос GRUNDFOS","NB65-200/219 D-F-A-BAQE",{"v":6141,"d":"6,141"},"F3"]
[97839431,"Насос GRUNDFOS","NB65-250/215 A-F-A-BAQE",{"v":2241,"d":"2,241"},"F3"]
[97836798,"Насос GRUNDFOS","NB65-250/223 A-F-A-BAQE",{"v":5103,"d":"5,103"},"F3"]
[97837102,"Насос GRUNDFOS","NB65-250/232 A-F-A-BAQE",{"v":2174,"d":"2,174"},"F3"]
[97836799,"Насос GRUNDFOS","NB65-250/238 A-F-A-BAQE",{"v":5734,"d":"5,734"},"F3"]
[97836800,"Насос GRUNDFOS","NB65-250/251 A-F-A-BAQE",{"v":6695,"d":"6,695"},"F3"]
[97837103,"Насос GRUNDFOS","NB65-250/254 A-F-A-BAQE",{"v":2542,"d":"2,542"},"F3"]
[97836801,"Насос GRUNDFOS","NB65-250/269 A-F-A-BAQE",{"v":7833,"d":"7,833"},"F3"]
[97837104,"Насос GRUNDFOS","NB65-250/270 A-F-A-BAQE",{"v":2875,"d":"2,875"},"F3"]
[97836802,"Насос GRUNDFOS","NB65-250/270 A-F-A-BAQE",{"v":9778,"d":"9,778"},"F3"]
[97837105,"Насос GRUNDFOS","NB65-315/261 A-F-A-BAQE",{"v":2704,"d":"2,704"},"F3"]
[97836803,"Насос GRUNDFOS","NB65-315/272 A-F-A-BAQE",{"v":7953,"d":"7,953"},"F3"]
[97837035,"Насос GRUNDFOS","NB65-315/282 A-F-A-BAQE",{"v":2976,"d":"2,976"},"F3"]
[97836804,"Насос GRUNDFOS","NB65-315/295 A-F-A-BAQE",{"v":9898,"d":"9,898"},"F3"]
[97836805,"Насос GRUNDFOS","NB65-315/308 A-F-A-BAQE",{"v":11321,"d":"11,321"},"F3"]
[97837036,"Насос GRUNDFOS","NB65-315/314 A-F-A-BAQE",{"v":3609,"d":"3,609"},"F3"]
[97837106,"Насос GRUNDFOS","NB65-315/320 A-F-A-BAQE",{"v":3939,"d":"3,939"},"F3"]
[97836806,"Насос GRUNDFOS","NB65-315/320 A-F-A-BAQE",{"v":14928,"d":"14,928"},"F3"]
[97839390,"Насос GRUNDFOS","NB80-160/146 A-F-A-BAQE",{"v":1655,"d":"1,655"},"F3"]
[97781472,"Насос GRUNDFOS","NB80-160/147-127 A-F-A-BAQE",{"v":3307,"d":"3,307"},"F3"]
[97781474,"Насос GRUNDFOS","NB80-160/151 A-F-A-BAQE",{"v":3531,"d":"3,531"},"F3"]
[97839388,"Насос GRUNDFOS","NB80-160/161 A-F-A-BAQE",{"v":1786,"d":"1,786"},"F3"]
[97781488,"Насос GRUNDFOS","NB80-160/161 A-F-A-BAQE",{"v":3821,"d":"3,821"},"F3"]
[97781491,"Насос GRUNDFOS","NB80-160/167 A-F-A-BAQE",{"v":4474,"d":"4,474"},"F3"]
[97839389,"Насос GRUNDFOS","NB80-160/175 A-F-A-BAQE",{"v":1871,"d":"1,871"},"F3"]
[97837107,"Насос GRUNDFOS","NB80-160/177 A-F-A-BAQE",{"v":1971,"d":"1,971"},"F3"]
[97836807,"Насос GRUNDFOS","NB80-160/177 D-F-A-BAQE",{"v":5496,"d":"5,496"},"F3"]
[97839438,"Насос GRUNDFOS","NB80-200/164 A-F-A-BAQE",{"v":2141,"d":"2,141"},"F3"]
[97836808,"Насос GRUNDFOS","NB80-200/171 A-F-A-BAQE",{"v":4314,"d":"4,314"},"F3"]
[97839439,"Насос GRUNDFOS","NB80-200/179 A-F-A-BAQE",{"v":2241,"d":"2,241"},"F3"]
[97836759,"Насос GRUNDFOS","NB80-200/188 A-F-A-BAQE",{"v":5690,"d":"5,690"},"F3"]
[97837040,"Насос GRUNDFOS","NB80-200/196 A-F-A-BAQE",{"v":2341,"d":"2,341"},"F3"]
[97836809,"Насос GRUNDFOS","NB80-200/200 A-F-A-BAQE",{"v":6233,"d":"6,233"},"F3"]
[97836810,"Насос GRUNDFOS","NB80-200/211 A-F-A-BAQE",{"v":7279,"d":"7,279"},"F3"]
[97837041,"Насос GRUNDFOS","NB80-200/214 A-F-A-BAQE",{"v":2665,"d":"2,665"},"F3"]
[97836811,"Насос GRUNDFOS","NB80-200/222 A-F-A-BAQE",{"v":8515,"d":"8,515"},"F3"]
[97837110,"Насос GRUNDFOS","NB80-200/222 A-F-A-BAQE",{"v":3022,"d":"3,022"},"F3"]
[97836812,"Насос GRUNDFOS","NB80-250/220 A-F-A-BAQE",{"v":7357,"d":"7,357"},"F3"]
[97837111,"Насос GRUNDFOS","NB80-250/225 A-F-A-BAQE",{"v":2877,"d":"2,877"},"F3"]
[97836813,"Насос GRUNDFOS","NB80-250/234 A-F-A-BAQE",{"v":8592,"d":"8,592"},"F3"]
[97837042,"Насос GRUNDFOS","NB80-250/247 A-F-A-BAQE",{"v":3231,"d":"3,231"},"F3"]
[97836814,"Насос GRUNDFOS","NB80-250/257 A-F-A-BAQE",{"v":10052,"d":"10,052"},"F3"]
[97837043,"Насос GRUNDFOS","NB80-250/270 A-F-A-BAQE",{"v":3922,"d":"3,922"},"F3"]
[97836815,"Насос GRUNDFOS","NB80-250/270 A-F-A-BAQE",{"v":11705,"d":"11,705"},"F3"]
[97836816,"Насос GRUNDFOS","NB80-315/278 A-F-A-BAQE",{"v":11967,"d":"11,967"},"F3"]
[97837112,"Насос GRUNDFOS","NB80-315/280 A-F-A-BAQE",{"v":4075,"d":"4,075"},"F3"]
[97836817,"Насос GRUNDFOS","NB80-315/295 A-F-A-BAQE",{"v":16619,"d":"16,619"},"F3"]
[97837044,"Насос GRUNDFOS","NB80-315/305 A-F-A-BAQE",{"v":4375,"d":"4,375"},"F3"]
[97836818,"Насос GRUNDFOS","NB80-315/310 A-F-A-BAQE",{"v":18476,"d":"18,476"},"F3"]
[97837045,"Насос GRUNDFOS","NB80-315/320 A-F-A-BAQE",{"v":4880,"d":"4,880"},"F3"]
[97836819,"Насос GRUNDFOS","NB80-315/328 A-F-A-BAQE",{"v":20757,"d":"20,757"},"F3"]
[97837046,"Насос GRUNDFOS","NB80-315/334 A-F-A-BAQE",{"v":5184,"d":"5,184"},"F3"]
[97837113,"Насос GRUNDFOS","NB80-400/347 A-F-A-BAQE",{"v":6444,"d":"6,444"},"F3"]
[97837114,"Насос GRUNDFOS","NB80-400/365 A-F-A-BAQE",{"v":6770,"d":"6,770"},"F3"]
[97837115,"Насос GRUNDFOS","NB80-400/397 A-F-A-BAQE",{"v":7989,"d":"7,989"},"F3"]
[97837116,"Насос GRUNDFOS","NB80-400/419 A-F-A-BAQE",{"v":9059,"d":"9,059"},"F3"]
[97837117,"Насос GRUNDFOS","NB80-400/438 A-F-A-BAQE",{"v":9551,"d":"9,551"},"F3"]
[95108695,"Насос GRUNDFOS","NBE100-160/160-144 A-F-A-BAQE",{"v":3296,"d":"3,296"},"F3"]
[95108643,"Насос GRUNDFOS","NBE100-160/160-156 A-F-A-BAQE",{"v":9614,"d":"9,614"},"F3"]
[95108697,"Насос GRUNDFOS","NBE100-160/165 A-F-A-BAQE",{"v":3621,"d":"3,621"},"F3"]
[95108700,"Насос GRUNDFOS","NBE100-160/176 A-F-A-BAQE",{"v":4046,"d":"4,046"},"F3"]
[95108702,"Насос GRUNDFOS","NBE100-200/178 A-F-A-BAQE",{"v":4324,"d":"4,324"},"F3"]
[96125326,"Насос GRUNDFOS","NBE100-200/195 A-F-A-BAQE",{"v":5024,"d":"5,024"},"F3"]
[96539058,"Насос GRUNDFOS","NBE100-200/211 A-F-A-BAQE",{"v":5803,"d":"5,803"},"F3"]
[95108703,"Насос GRUNDFOS","NBE100-200/219 A-F-A-BAQE",{"v":6970,"d":"6,970"},"F3"]
[95108704,"Насос GRUNDFOS","NBE100-250/215 A-F-A-BAQE",{"v":6246,"d":"6,246"},"F3"]
[96539059,"Насос GRUNDFOS","NBE100-250/245 A-F-A-BAQE",{"v":7437,"d":"7,437"},"F3"]
[96539060,"Насос GRUNDFOS","NBE100-250/266 A-F-A-BAQE",{"v":8286,"d":"8,286"},"F3"]
[95108705,"Насос GRUNDFOS","NBE100-250/270 A-F-A-BAQE",{"v":8871,"d":"8,871"},"F3"]
[95108706,"Насос GRUNDFOS","NBE100-315/279 A-F-A-BAQE",{"v":8564,"d":"8,564"},"F3"]
[96539061,"Насос GRUNDFOS","NBE100-315/295 A-F-A-BAQE",{"v":9393,"d":"9,393"},"F3"]
[95108708,"Насос GRUNDFOS","NBE125-200/196-172 A-F-A-BAQE",{"v":5516,"d":"5,516"},"F3"]
[95108709,"Насос GRUNDFOS","NBE125-200/201 A-F-A-BAQE",{"v":6212,"d":"6,212"},"F3"]
[95108710,"Насос GRUNDFOS","NBE125-200/221 A-F-A-BAQE",{"v":7375,"d":"7,375"},"F3"]
[95108711,"Насос GRUNDFOS","NBE125-200/226 A-F-A-BAQE",{"v":8218,"d":"8,218"},"F3"]
[95108712,"Насос GRUNDFOS","NBE125-250/220 A-F-A-BAQE",{"v":7638,"d":"7,638"},"F3"]
[96539067,"Насос GRUNDFOS","NBE125-250/236 A-F-A-BAQE",{"v":8860,"d":"8,860"},"F3"]
[96539068,"Насос GRUNDFOS","NBE125-250/249 A-F-A-BAQE",{"v":9352,"d":"9,352"},"F3"]
[95108713,"Насос GRUNDFOS","NBE125-315/275 A-F-A-BAQE",{"v":10513,"d":"10,513"},"F3"]
[95108715,"Насос GRUNDFOS","NBE150-200/210-158 A-F-A-BAQE",{"v":6974,"d":"6,974"},"F3"]
[96539070,"Насос GRUNDFOS","NBE150-200/218-208 A-F-A-BAQE",{"v":8346,"d":"8,346"},"F3"]
[95108716,"Насос GRUNDFOS","NBE150-200/224 A-F-A-BAQE",{"v":9201,"d":"9,201"},"F3"]
[95108717,"Насос GRUNDFOS","NBE150-250/226 A-F-A-BAQE",{"v":9458,"d":"9,458"},"F3"]
[95108718,"Насос GRUNDFOS","NBE150-250/238 A-F-A-BAQE",{"v":10062,"d":"10,062"},"F3"]
[98274467,"Насос GRUNDFOS","NBE150-315.1/255 A-F-A-BAQE",{"v":10539,"d":"10,539"},"F3"]
[98111273,"Насос GRUNDFOS","NBE32-125.1/121 A-F-A-BAQE",{"v":2422,"d":"2,422"},"F3"]
[98111272,"Насос GRUNDFOS","NBE32-125.1/140 A-F-A-BAQE",{"v":2690,"d":"2,690"},"F3"]
[98111274,"Насос GRUNDFOS","NBE32-125/115 A-F-A-BAQE",{"v":2435,"d":"2,435"},"F3"]
[98111275,"Насос GRUNDFOS","NBE32-125/130 A-F-A-BAQE",{"v":2695,"d":"2,695"},"F3"]
[96538983,"Насос GRUNDFOS","NBE32-125/142 A-F-A-BAQE",{"v":3134,"d":"3,134"},"F3"]
[98111255,"Насос GRUNDFOS","NBE32-160.1/139 A-F-A-BAQE",{"v":2488,"d":"2,488"},"F3"]
[98111276,"Насос GRUNDFOS","NBE32-160.1/155 A-F-A-BAQE",{"v":2762,"d":"2,762"},"F3"]
[96538987,"Насос GRUNDFOS","NBE32-160.1/169 A-F-A-BAQE",{"v":3216,"d":"3,216"},"F3"]
[95108610,"Насос GRUNDFOS","NBE32-160.1/177 A-F-A-BAQE",{"v":3661,"d":"3,661"},"F3"]
[98111256,"Насос GRUNDFOS","NBE32-160/139 A-F-A-BAQE",{"v":2781,"d":"2,781"},"F3"]
[96538989,"Насос GRUNDFOS","NBE32-160/151 A-F-A-BAQE",{"v":3229,"d":"3,229"},"F3"]
[96125303,"Насос GRUNDFOS","NBE32-160/163 A-F-A-BAQE",{"v":3641,"d":"3,641"},"F3"]
[98111266,"Насос GRUNDFOS","NBE32-160/173 A-F-A-BAQE",{"v":2270,"d":"2,270"},"F3"]
[96538990,"Насос GRUNDFOS","NBE32-160/177 A-F-A-BAQE",{"v":4227,"d":"4,227"},"F3"]
[95108612,"Насос GRUNDFOS","NBE32-200.1/172 A-F-A-BAQE",{"v":3326,"d":"3,326"},"F3"]
[96538991,"Насос GRUNDFOS","NBE32-200.1/188 A-F-A-BAQE",{"v":3750,"d":"3,750"},"F3"]
[96538992,"Насос GRUNDFOS","NBE32-200.1/205 A-F-A-BAQE",{"v":4300,"d":"4,300"},"F3"]
[98111267,"Насос GRUNDFOS","NBE32-200.1/207 A-F-A-BAQE",{"v":2352,"d":"2,352"},"F3"]
[95108613,"Насос GRUNDFOS","NBE32-200.1/207 A-F-A-BAQE",{"v":4943,"d":"4,943"},"F3"]
[95108617,"Насос GRUNDFOS","NBE32-200/176 A-F-A-BAQE",{"v":3763,"d":"3,763"},"F3"]
[96125304,"Насос GRUNDFOS","NBE32-200/190 A-F-A-BAQE",{"v":4313,"d":"4,313"},"F3"]
[96125305,"Насос GRUNDFOS","NBE32-200/206 A-F-A-BAQE",{"v":4934,"d":"4,934"},"F3"]
[98111277,"Насос GRUNDFOS","NBE32-200/216 A-F-A-BAQE",{"v":2400,"d":"2,400"},"F3"]
[95108618,"Насос GRUNDFOS","NBE32-200/219 A-F-A-BAQE",{"v":6349,"d":"6,349"},"F3"]
[95108644,"Насос GRUNDFOS","NBE32-200/219 A-F-A-BAQE",{"v":2577,"d":"2,577"},"F3"]
[95108619,"Насос GRUNDFOS","NBE32-250/199 A-F-A-BAQE",{"v":4501,"d":"4,501"},"F3"]
[98111268,"Насос GRUNDFOS","NBE32-250/206 A-F-A-BAQE",{"v":2493,"d":"2,493"},"F3"]
[95108620,"Насос GRUNDFOS","NBE32-250/219 A-F-A-BAQE",{"v":5126,"d":"5,126"},"F3"]
[98111257,"Насос GRUNDFOS","NBE32-250/236 A-F-A-BAQE",{"v":2572,"d":"2,572"},"F3"]
[95108621,"Насос GRUNDFOS","NBE32-250/244 A-F-A-BAQE",{"v":6463,"d":"6,463"},"F3"]
[95108646,"Насос GRUNDFOS","NBE32-250/260 A-F-A-BAQE",{"v":2742,"d":"2,742"},"F3"]
[95108648,"Насос GRUNDFOS","NBE32-250/262 A-F-A-BAQE",{"v":3101,"d":"3,101"},"F3"]
[95108622,"Насос GRUNDFOS","NBE32-250/262 A-F-A-BAQE",{"v":7367,"d":"7,367"},"F3"]
[98111278,"Насос GRUNDFOS","NBE40-125/105 A-F-A-BAQE",{"v":2535,"d":"2,535"},"F3"]
[98111279,"Насос GRUNDFOS","NBE40-125/116 A-F-A-BAQE",{"v":2799,"d":"2,799"},"F3"]
[96125306,"Насос GRUNDFOS","NBE40-125/127 A-F-A-BAQE",{"v":3252,"d":"3,252"},"F3"]
[96538996,"Насос GRUNDFOS","NBE40-125/139 A-F-A-BAQE",{"v":3672,"d":"3,672"},"F3"]
[95108623,"Насос GRUNDFOS","NBE40-125/142 A-F-A-BAQE",{"v":4188,"d":"4,188"},"F3"]
[95108625,"Насос GRUNDFOS","NBE40-160/144 A-F-A-BAQE",{"v":3688,"d":"3,688"},"F3"]
[96125307,"Насос GRUNDFOS","NBE40-160/158 A-F-A-BAQE",{"v":4289,"d":"4,289"},"F3"]
[96538998,"Насос GRUNDFOS","NBE40-160/172 A-F-A-BAQE",{"v":4938,"d":"4,938"},"F3"]
[98111258,"Насос GRUNDFOS","NBE40-160/177 A-F-A-BAQE",{"v":2484,"d":"2,484"},"F3"]
[95108626,"Насос GRUNDFOS","NBE40-160/177 A-F-A-BAQE",{"v":6338,"d":"6,338"},"F3"]
[95108627,"Насос GRUNDFOS","NBE40-200/172 A-F-A-BAQE",{"v":4367,"d":"4,367"},"F3"]
[98553159,"Насос GRUNDFOS","NBE40-200/177 A-F-A-BAQE",{"v":2347,"d":"2,347"},"F3"]
[95108628,"Насос GRUNDFOS","NBE40-200/188 A-F-A-BAQE",{"v":5015,"d":"5,015"},"F3"]
[98111280,"Насос GRUNDFOS","NBE40-200/198 A-F-A-BAQE",{"v":2510,"d":"2,510"},"F3"]
[96539022,"Насос GRUNDFOS","NBE40-200/206 A-F-A-BAQE",{"v":6367,"d":"6,367"},"F3"]
[96539000,"Насос GRUNDFOS","NBE40-200/217 A-F-A-BAQE",{"v":2605,"d":"2,605"},"F3"]
[95108651,"Насос GRUNDFOS","NBE40-200/219 A-F-A-BAQE",{"v":2978,"d":"2,978"},"F3"]
[95108629,"Насос GRUNDFOS","NBE40-200/219 A-F-A-BAQE",{"v":7234,"d":"7,234"},"F3"]
[95108630,"Насос GRUNDFOS","NBE40-250/211 A-F-A-BAQE",{"v":6439,"d":"6,439"},"F3"]
[95108652,"Насос GRUNDFOS","NBE40-250/219 A-F-A-BAQE",{"v":2717,"d":"2,717"},"F3"]
[96539023,"Насос GRUNDFOS","NBE40-250/230 A-F-A-BAQE",{"v":7320,"d":"7,320"},"F3"]
[96539001,"Насос GRUNDFOS","NBE40-250/245 A-F-A-BAQE",{"v":3110,"d":"3,110"},"F3"]
[96539024,"Насос GRUNDFOS","NBE40-250/245 A-F-A-BAQE",{"v":8311,"d":"8,311"},"F3"]
[96539025,"Насос GRUNDFOS","NBE40-250/255 A-F-A-BAQE",{"v":9488,"d":"9,488"},"F3"]
[96539002,"Насос GRUNDFOS","NBE40-250/260 A-F-A-BAQE",{"v":3425,"d":"3,425"},"F3"]
[95108631,"Насос GRUNDFOS","NBE40-315/273 A-F-A-BAQE",{"v":10003,"d":"10,003"},"F3"]
[95108654,"Насос GRUNDFOS","NBE40-315/283 A-F-A-BAQE",{"v":3869,"d":"3,869"},"F3"]
[95108656,"Насос GRUNDFOS","NBE40-315/305 A-F-A-BAQE",{"v":4303,"d":"4,303"},"F3"]
[95108657,"Насос GRUNDFOS","NBE40-315/334 A-F-A-BAQE",{"v":5019,"d":"5,019"},"F3"]
[95108658,"Насос GRUNDFOS","NBE40-315/344 A-F-A-BAQE",{"v":5538,"d":"5,538"},"F3"]
[96539003,"Насос GRUNDFOS","NBE50-125/111 A-F-A-BAQE",{"v":3343,"d":"3,343"},"F3"]
[96539004,"Насос GRUNDFOS","NBE50-125/121 A-F-A-BAQE",{"v":3732,"d":"3,732"},"F3"]
[96125309,"Насос GRUNDFOS","NBE50-125/135 A-F-A-BAQE",{"v":4317,"d":"4,317"},"F3"]
[98553162,"Насос GRUNDFOS","NBE50-125/138 A-F-A-BAQE",{"v":2386,"d":"2,386"},"F3"]
[98111259,"Насос GRUNDFOS","NBE50-125/144 A-F-A-BAQE",{"v":2458,"d":"2,458"},"F3"]
[96539005,"Насос GRUNDFOS","NBE50-125/144 A-F-A-BAQE",{"v":4952,"d":"4,952"},"F3"]
[95108632,"Насос GRUNDFOS","NBE50-160/136 A-F-A-BAQE",{"v":4367,"d":"4,367"},"F3"]
[96125310,"Насос GRUNDFOS","NBE50-160/150 A-F-A-BAQE",{"v":5020,"d":"5,020"},"F3"]
[98111281,"Насос GRUNDFOS","NBE50-160/158 A-F-A-BAQE",{"v":2483,"d":"2,483"},"F3"]
[96539033,"Насос GRUNDFOS","NBE50-160/167 A-F-A-BAQE",{"v":6407,"d":"6,407"},"F3"]
[96539007,"Насос GRUNDFOS","NBE50-160/175 A-F-A-BAQE",{"v":2577,"d":"2,577"},"F3"]
[95108661,"Насос GRUNDFOS","NBE50-160/177 A-F-A-BAQE",{"v":2904,"d":"2,904"},"F3"]
[95108633,"Насос GRUNDFOS","NBE50-160/177 A-F-A-BAQE",{"v":7234,"d":"7,234"},"F3"]
[98111260,"Насос GRUNDFOS","NBE50-200/171 A-F-A-BAQE",{"v":2533,"d":"2,533"},"F3"]
[95108634,"Насос GRUNDFOS","NBE50-200/181 A-F-A-BAQE",{"v":6567,"d":"6,567"},"F3"]
[95108663,"Насос GRUNDFOS","NBE50-200/188 A-F-A-BAQE",{"v":2651,"d":"2,651"},"F3"]
[96539035,"Насос GRUNDFOS","NBE50-200/198 A-F-A-BAQE",{"v":7384,"d":"7,384"},"F3"]
[96539008,"Насос GRUNDFOS","NBE50-200/210 A-F-A-BAQE",{"v":2946,"d":"2,946"},"F3"]
[96539036,"Насос GRUNDFOS","NBE50-200/210 A-F-A-BAQE",{"v":8373,"d":"8,373"},"F3"]
[96125315,"Насос GRUNDFOS","NBE50-200/219 A-F-A-BAQE",{"v":3283,"d":"3,283"},"F3"]
[96539038,"Насос GRUNDFOS","NBE50-200/219 A-F-A-BAQE",{"v":9563,"d":"9,563"},"F3"]
[95108635,"Насос GRUNDFOS","NBE50-250/205 A-F-A-BAQE",{"v":7514,"d":"7,514"},"F3"]
[95108665,"Насос GRUNDFOS","NBE50-250/221 A-F-A-BAQE",{"v":3056,"d":"3,056"},"F3"]
[95108636,"Насос GRUNDFOS","NBE50-250/222 A-F-A-BAQE",{"v":8508,"d":"8,508"},"F3"]
[96539039,"Насос GRUNDFOS","NBE50-250/233 A-F-A-BAQE",{"v":9690,"d":"9,690"},"F3"]
[95108667,"Насос GRUNDFOS","NBE50-250/241 A-F-A-BAQE",{"v":3384,"d":"3,384"},"F3"]
[96125316,"Насос GRUNDFOS","NBE50-250/263 A-F-A-BAQE",{"v":3803,"d":"3,803"},"F3"]
[95108669,"Насос GRUNDFOS","NBE50-315/277 A-F-A-BAQE",{"v":4324,"d":"4,324"},"F3"]
[95108670,"Насос GRUNDFOS","NBE50-315/303 A-F-A-BAQE",{"v":5124,"d":"5,124"},"F3"]
[95108671,"Насос GRUNDFOS","NBE50-315/331 A-F-A-BAQE",{"v":5911,"d":"5,911"},"F3"]
[95108672,"Насос GRUNDFOS","NBE50-315/344 A-F-A-BAQE",{"v":7098,"d":"7,098"},"F3"]
[96539009,"Насос GRUNDFOS","NBE65-125/120-110 A-F-A-BAQE",{"v":3800,"d":"3,800"},"F3"]
[96125311,"Насос GRUNDFOS","NBE65-125/127 A-F-A-BAQE",{"v":4380,"d":"4,380"},"F3"]
[98553231,"Насос GRUNDFOS","NBE65-125/130 A-F-A-BAQE",{"v":2413,"d":"2,413"},"F3"]
[96125312,"Насос GRUNDFOS","NBE65-125/137 A-F-A-BAQE",{"v":5075,"d":"5,075"},"F3"]
[98111282,"Насос GRUNDFOS","NBE65-125/144 A-F-A-BAQE",{"v":2505,"d":"2,505"},"F3"]
[95108637,"Насос GRUNDFOS","NBE65-125/144 A-F-A-BAQE",{"v":6465,"d":"6,465"},"F3"]
[98111271,"Насос GRUNDFOS","NBE65-160/135 A-F-A-BAQE",{"v":2399,"d":"2,399"},"F3"]
[95108638,"Насос GRUNDFOS","NBE65-160/143 A-F-A-BAQE",{"v":5168,"d":"5,168"},"F3"]
[98111283,"Насос GRUNDFOS","NBE65-160/149 A-F-A-BAQE",{"v":2478,"d":"2,478"},"F3"]
[96539041,"Насос GRUNDFOS","NBE65-160/157 A-F-A-BAQE",{"v":6557,"d":"6,557"},"F3"]
[96539012,"Насос GRUNDFOS","NBE65-160/165 A-F-A-BAQE",{"v":2567,"d":"2,567"},"F3"]
[96539042,"Насос GRUNDFOS","NBE65-160/173 A-F-A-BAQE",{"v":7334,"d":"7,334"},"F3"]
[96125318,"Насос GRUNDFOS","NBE65-160/177 A-F-A-BAQE",{"v":2917,"d":"2,917"},"F3"]
[95108639,"Насос GRUNDFOS","NBE65-160/177 A-F-A-BAQE",{"v":8355,"d":"8,355"},"F3"]
[95108640,"Насос GRUNDFOS","NBE65-200/162 A-F-A-BAQE",{"v":6721,"d":"6,721"},"F3"]
[95108673,"Насос GRUNDFOS","NBE65-200/170 A-F-A-BAQE",{"v":2829,"d":"2,829"},"F3"]
[95108641,"Насос GRUNDFOS","NBE65-200/177 A-F-A-BAQE",{"v":7541,"d":"7,541"},"F3"]
[95108675,"Насос GRUNDFOS","NBE65-200/189 A-F-A-BAQE",{"v":3131,"d":"3,131"},"F3"]
[96539043,"Насос GRUNDFOS","NBE65-200/190 A-F-A-BAQE",{"v":8513,"d":"8,513"},"F3"]
[96539044,"Насос GRUNDFOS","NBE65-200/198 A-F-A-BAQE",{"v":9699,"d":"9,699"},"F3"]
[96125319,"Насос GRUNDFOS","NBE65-200/205 A-F-A-BAQE",{"v":3472,"d":"3,472"},"F3"]
[96539013,"Насос GRUNDFOS","NBE65-200/219 A-F-A-BAQE",{"v":3938,"d":"3,938"},"F3"]
[95108677,"Насос GRUNDFOS","NBE65-250/215 A-F-A-BAQE",{"v":3791,"d":"3,791"},"F3"]
[95108679,"Насос GRUNDFOS","NBE65-250/232 A-F-A-BAQE",{"v":4249,"d":"4,249"},"F3"]
[95108680,"Насос GRUNDFOS","NBE65-250/254 A-F-A-BAQE",{"v":5037,"d":"5,037"},"F3"]
[95108681,"Насос GRUNDFOS","NBE65-250/270 A-F-A-BAQE",{"v":5801,"d":"5,801"},"F3"]
[95108682,"Насос GRUNDFOS","NBE65-315/261 A-F-A-BAQE",{"v":5212,"d":"5,212"},"F3"]
[96539045,"Насос GRUNDFOS","NBE65-315/282 A-F-A-BAQE",{"v":5909,"d":"5,909"},"F3"]
[96539046,"Насос GRUNDFOS","NBE65-315/314 A-F-A-BAQE",{"v":7332,"d":"7,332"},"F3"]
[95108683,"Насос GRUNDFOS","NBE65-315/320 A-F-A-BAQE",{"v":8259,"d":"8,259"},"F3"]
[96539014,"Насос GRUNDFOS","NBE80-160/146 A-F-A-BAQE",{"v":2772,"d":"2,772"},"F3"]
[96539048,"Насос GRUNDFOS","NBE80-160/147-127 A-F-A-BAQE",{"v":6698,"d":"6,698"},"F3"]
[96539049,"Насос GRUNDFOS","NBE80-160/151 A-F-A-BAQE",{"v":7502,"d":"7,502"},"F3"]
[96539050,"Насос GRUNDFOS","NBE80-160/161 A-F-A-BAQE",{"v":8482,"d":"8,482"},"F3"]
[96539015,"Насос GRUNDFOS","NBE80-160/161 A-F-A-BAQE",{"v":3119,"d":"3,119"},"F3"]
[96539051,"Насос GRUNDFOS","NBE80-160/167 A-F-A-BAQE",{"v":9804,"d":"9,804"},"F3"]
[96125322,"Насос GRUNDFOS","NBE80-160/175 A-F-A-BAQE",{"v":3441,"d":"3,441"},"F3"]
[95108684,"Насос GRUNDFOS","NBE80-160/177 A-F-A-BAQE",{"v":3863,"d":"3,863"},"F3"]
[95108686,"Насос GRUNDFOS","NBE80-200/164 A-F-A-BAQE",{"v":3463,"d":"3,463"},"F3"]
[95108642,"Насос GRUNDFOS","NBE80-200/171 A-F-A-BAQE",{"v":9649,"d":"9,649"},"F3"]
[95108688,"Насос GRUNDFOS","NBE80-200/179 A-F-A-BAQE",{"v":3791,"d":"3,791"},"F3"]
[96125323,"Насос GRUNDFOS","NBE80-200/196 A-F-A-BAQE",{"v":4222,"d":"4,222"},"F3"]
[96125324,"Насос GRUNDFOS","NBE80-200/214 A-F-A-BAQE",{"v":4944,"d":"4,944"},"F3"]
[95108689,"Насос GRUNDFOS","NBE80-200/222 A-F-A-BAQE",{"v":5697,"d":"5,697"},"F3"]
[95108690,"Насос GRUNDFOS","NBE80-250/225 A-F-A-BAQE",{"v":5159,"d":"5,159"},"F3"]
[96539052,"Насос GRUNDFOS","NBE80-250/247 A-F-A-BAQE",{"v":5904,"d":"5,904"},"F3"]
[96539053,"Насос GRUNDFOS","NBE80-250/270 A-F-A-BAQE",{"v":7332,"d":"7,332"},"F3"]
[95108691,"Насос GRUNDFOS","NBE80-315/280 A-F-A-BAQE",{"v":7483,"d":"7,483"},"F3"]
[96539054,"Насос GRUNDFOS","NBE80-315/305 A-F-A-BAQE",{"v":8351,"d":"8,351"},"F3"]
[96539056,"Насос GRUNDFOS","NBE80-315/320 A-F-A-BAQE",{"v":9230,"d":"9,230"},"F3"]
[95108692,"Насос GRUNDFOS","NBE80-400/347 A-F-A-BAQE",{"v":10804,"d":"10,804"},"F3"]
[330767,"Ниппель GRUNDFOS","NIPPEL-DOPPEL R11/2\" L=85mm 1.4571",26,"Z"]
[96003632,"Ниппель шестигранный GRUNDFOS","Nipple double",23,"Z"]
[91077981,"Ниппель шестигранный GRUNDFOS","NIPPLE DOUBLE 6KT  11/2\" 207 GUSS (GNL)",27,"Z"]
[98838920,"Насос GRUNDFOS","NK100-160/160-156A2F2AE-SBAQE",{"v":4542,"d":"4,542"},"N"]
[98838952,"Насос GRUNDFOS","NK100-160/169A2F2AE-SBAQE",{"v":5440,"d":"5,440"},"N"]
[98838956,"Насос GRUNDFOS","NK100-160/176A2F2AE-SBAQE",{"v":5780,"d":"5,780"},"N"]
[97830167,"Насос GRUNDFOS","NK100-200/170A2F2AE-SBAQE",{"v":6000,"d":"6,000"},"N"]
[97830168,"Насос GRUNDFOS","NK100-200/181A2F2AE-SBAQE",{"v":6344,"d":"6,344"},"N"]
[97830169,"Насос GRUNDFOS","NK100-200/192A2F2AE-SBAQE",{"v":7282,"d":"7,282"},"N"]
[97830170,"Насос GRUNDFOS","NK100-200/203A2F2AE-SBAQE",{"v":8595,"d":"8,595"},"N"]
[97830171,"Насос GRUNDFOS","NK100-200/219A2F2AE-SBAQE",{"v":9895,"d":"9,895"},"N"]
[98838960,"Насос GRUNDFOS","NK100-250/205A2F2AE-SBAQE",{"v":8756,"d":"8,756"},"N"]
[98838974,"Насос GRUNDFOS","NK100-250/229A2F2AE-SBAQE",{"v":10049,"d":"10,049"},"N"]
[98838976,"Насос GRUNDFOS","NK100-250/242A2F2AE-SBAQE",{"v":11311,"d":"11,311"},"N"]
[98838979,"Насос GRUNDFOS","NK100-250/258A2F2AE-SBAQE",{"v":15475,"d":"15,475"},"N"]
[97830482,"Насос GRUNDFOS","NK100-250/266A2F2AE-SBAQE",{"v":4473,"d":"4,473"},"N"]
[97830176,"Насос GRUNDFOS","NK100-250/270A2F2AE-SBAQE",{"v":17196,"d":"17,196"},"N"]
[97830483,"Насос GRUNDFOS","NK100-250/270A2F2AE-SBAQE",{"v":5069,"d":"5,069"},"N"]
[97830177,"Насос GRUNDFOS","NK100-315/269A2F2AE-SBAQE",{"v":16612,"d":"16,612"},"N"]
[97830484,"Насос GRUNDFOS","NK100-315/279A2F2AE-SBAQE",{"v":4992,"d":"4,992"},"N"]
[97830178,"Насос GRUNDFOS","NK100-315/284A2F2AE-SBAQE",{"v":17565,"d":"17,565"},"N"]
[97830485,"Насос GRUNDFOS","NK100-315/295A2F2AE-SBAQE",{"v":5576,"d":"5,576"},"N"]
[97830179,"Насос GRUNDFOS","NK100-315/301A2F2AE-SBAQE",{"v":19974,"d":"19,974"},"N"]
[97830486,"Насос GRUNDFOS","NK100-315/312A2F2AE-SBAQE",{"v":5772,"d":"5,772"},"N"]
[97830180,"Насос GRUNDFOS","NK100-315/322A2F2AE-SBAQE",{"v":22518,"d":"22,518"},"N"]
[97830487,"Насос GRUNDFOS","NK100-315/334A2F2AE-SBAQE",{"v":6617,"d":"6,617"},"N"]
[97830488,"Насос GRUNDFOS","NK100-400/351A2F2AE-SBAQE",{"v":7084,"d":"7,084"},"N"]
[97830489,"Насос GRUNDFOS","NK100-400/387A2F2AE-SBAQE",{"v":7924,"d":"7,924"},"N"]
[97830490,"Насос GRUNDFOS","NK100-400/410A2F2AE-SBAQE",{"v":8683,"d":"8,683"},"N"]
[97830491,"Насос GRUNDFOS","NK100-400/432A2F2AE-SBAQE",{"v":9321,"d":"9,321"},"N"]
[98318707,"Насос GRUNDFOS","NK100-400/437A2F2AE-SBAQE",{"v":8115,"d":"8,115"},"N"]
[97830492,"Насос GRUNDFOS","NK100-400/438A2F2AE-SBAQE",{"v":10670,"d":"10,670"},"N"]
[98318708,"Насос GRUNDFOS","NK100-400/438A2F2AE-SBAQE",{"v":8390,"d":"8,390"},"N"]
[97830181,"Насос GRUNDFOS","NK125-200/196-166A2F2AE-SBAQE",{"v":7602,"d":"7,602"},"N"]
[97830182,"Насос GRUNDFOS","NK125-200/196-188A2F2AE-SBAQE",{"v":8898,"d":"8,898"},"N"]
[97830183,"Насос GRUNDFOS","NK125-200/209A2F2AE-SBAQE",{"v":10535,"d":"10,535"},"N"]
[97830184,"Насос GRUNDFOS","NK125-200/219A2F2AE-SBAQE",{"v":11713,"d":"11,713"},"N"]
[97830185,"Насос GRUNDFOS","NK125-200/226A2F2AE-SBAQE",{"v":15741,"d":"15,741"},"N"]
[97830496,"Насос GRUNDFOS","NK125-200/226A2F2AE-SBAQE",{"v":4753,"d":"4,753"},"N"]
[97830186,"Насос GRUNDFOS","NK125-250/222A2F2AE-SBAQE",{"v":12332,"d":"12,332"},"N"]
[97830498,"Насос GRUNDFOS","NK125-250/236A2F2AE-SBAQE",{"v":4806,"d":"4,806"},"N"]
[97830187,"Насос GRUNDFOS","NK125-250/236A2F2AE-SBAQE",{"v":15930,"d":"15,930"},"N"]
[97830499,"Насос GRUNDFOS","NK125-250/249A2F2AE-SBAQE",{"v":5386,"d":"5,386"},"N"]
[97830188,"Насос GRUNDFOS","NK125-250/249A2F2AE-SBAQE",{"v":17297,"d":"17,297"},"N"]
[97830500,"Насос GRUNDFOS","NK125-250/262A2F2AE-SBAQE",{"v":5590,"d":"5,590"},"N"]
[97830189,"Насос GRUNDFOS","NK125-250/263A2F2AE-SBAQE",{"v":19693,"d":"19,693"},"N"]
[97830190,"Насос GRUNDFOS","NK125-250/269A2F2AE-SBAQE",{"v":22251,"d":"22,251"},"N"]
[97830501,"Насос GRUNDFOS","NK125-250/269A2F2AE-SBAQE",{"v":6364,"d":"6,364"},"N"]
[97830191,"Насос GRUNDFOS","NK125-315/262A2F2AE-SBAQE",{"v":18247,"d":"18,247"},"N"]
[97830502,"Насос GRUNDFOS","NK125-315/275A2F2AE-SBAQE",{"v":6763,"d":"6,763"},"N"]
[97830192,"Насос GRUNDFOS","NK125-315/277A2F2AE-SBAQE",{"v":20627,"d":"20,627"},"N"]
[97830503,"Насос GRUNDFOS","NK125-315/290A2F2AE-SBAQE",{"v":6911,"d":"6,911"},"N"]
[97830193,"Насос GRUNDFOS","NK125-315/297A2F2AE-SBAQE",{"v":23185,"d":"23,185"},"N"]
[97830504,"Насос GRUNDFOS","NK125-315/317A2F2AE-SBAQE",{"v":7700,"d":"7,700"},"N"]
[97830505,"Насос GRUNDFOS","NK125-315/336A2F2AE-SBAQE",{"v":8481,"d":"8,481"},"N"]
[97830506,"Насос GRUNDFOS","NK125-315/338A2F2AE-SBAQE",{"v":9131,"d":"9,131"},"N"]
[98318720,"Насос GRUNDFOS","NK125-315/338A2F2AE-SBAQE",{"v":7526,"d":"7,526"},"N"]
[97830507,"Насос GRUNDFOS","NK125-400/345A2F2AE-SBAQE",{"v":8996,"d":"8,996"},"N"]
[97830508,"Насос GRUNDFOS","NK125-400/368A2F2AE-SBAQE",{"v":9648,"d":"9,648"},"N"]
[98318722,"Насос GRUNDFOS","NK125-400/384A2F2AE-SBAQE",{"v":8113,"d":"8,113"},"N"]
[97830509,"Насос GRUNDFOS","NK125-400/392A2F2AE-SBAQE",{"v":10930,"d":"10,930"},"N"]
[98318723,"Насос GRUNDFOS","NK125-400/410A2F2AE-SBAQE",{"v":8768,"d":"8,768"},"N"]
[97830510,"Насос GRUNDFOS","NK125-400/433A2F2AE-SBAQE",{"v":12544,"d":"12,544"},"N"]
[98318724,"Насос GRUNDFOS","NK125-400/434A2F2AE-SBAQE",{"v":9295,"d":"9,295"},"N"]
[97830511,"Насос GRUNDFOS","NK125-400/438A2F2AE-SBAQE",{"v":13772,"d":"13,772"},"N"]
[98318725,"Насос GRUNDFOS","NK125-400/438A2F2AE-SBAQE",{"v":9972,"d":"9,972"},"N"]
[97830512,"Насос GRUNDFOS","NK125-500/406A2F2AE-SBAQE",{"v":12993,"d":"12,993"},"N"]
[98318726,"Насос GRUNDFOS","NK125-500/421A2F2AE-SBAQE",{"v":10501,"d":"10,501"},"N"]
[98318727,"Насос GRUNDFOS","NK125-500/445A2F2AE-SBAQE",{"v":11033,"d":"11,033"},"N"]
[97830513,"Насос GRUNDFOS","NK125-500/447A2F2AE-SBAQE",{"v":14693,"d":"14,693"},"N"]
[97830514,"Насос GRUNDFOS","NK125-500/473A2F2AE-SBAQE",{"v":15990,"d":"15,990"},"N"]
[98318728,"Насос GRUNDFOS","NK125-500/493A2F2AE-SBAQE",{"v":11740,"d":"11,740"},"N"]
[97830515,"Насос GRUNDFOS","NK125-500/500A2F2AE-SBAQE",{"v":20823,"d":"20,823"},"N"]
[98318729,"Насос GRUNDFOS","NK125-500/524A2F2AE-SBAQE",{"v":12591,"d":"12,591"},"N"]
[97830516,"Насос GRUNDFOS","NK125-500/526A2F2AE-SBAQE",{"v":21386,"d":"21,386"},"N"]
[98318730,"Насос GRUNDFOS","NK125-500/546A2F2AE-SBAQE",{"v":13649,"d":"13,649"},"N"]
[97830517,"Насос GRUNDFOS","NK125-500/548A2F2AE-SBAQE",{"v":22740,"d":"22,740"},"N"]
[98318731,"Насос GRUNDFOS","NK125-500/548A2F2AE-SBAQE",{"v":14494,"d":"14,494"},"N"]
[97830195,"Насос GRUNDFOS","NK150-200/216-176A2F1AE-SBAQE",{"v":11919,"d":"11,919"},"N"]
[97830196,"Насос GRUNDFOS","NK150-200/218-202A2F1AE-SBAQE",{"v":13006,"d":"13,006"},"N"]
[97830197,"Насос GRUNDFOS","NK150-200/224A2F1AE-SBAQE",{"v":17115,"d":"17,115"},"N"]
[97830520,"Насос GRUNDFOS","NK150-200/224A2F1AE-SBAQE",{"v":5874,"d":"5,874"},"N"]
[97830521,"Насос GRUNDFOS","NK150-250/226A2F1AE-SBAQE",{"v":6137,"d":"6,137"},"N"]
[97830198,"Насос GRUNDFOS","NK150-250/230A2F1AE-SBAQE",{"v":19662,"d":"19,662"},"N"]
[97830522,"Насос GRUNDFOS","NK150-250/238A2F1AE-SBAQE",{"v":6653,"d":"6,653"},"N"]
[97830199,"Насос GRUNDFOS","NK150-250/245A2F1AE-SBAQE",{"v":22004,"d":"22,004"},"N"]
[97830523,"Насос GRUNDFOS","NK150-250/251A2F1AE-SBAQE",{"v":6900,"d":"6,900"},"N"]
[97830200,"Насос GRUNDFOS","NK150-250/260A2F1AE-SBAQE",{"v":24589,"d":"24,589"},"N"]
[97830524,"Насос GRUNDFOS","NK150-250/271A2F1AE-SBAQE",{"v":7691,"d":"7,691"},"N"]
[97830525,"Насос GRUNDFOS","NK150-250/284A2F1AE-SBAQE",{"v":8646,"d":"8,646"},"N"]
[97830526,"Насос GRUNDFOS","NK150-250/286A2F1AE-SBAQE",{"v":9300,"d":"9,300"},"N"]
[98578520,"Насос GRUNDFOS","NK150-315.1/255A2F1AE-SBAQE",{"v":7302,"d":"7,302"},"N"]
[98318513,"Насос GRUNDFOS","NK150-315.1/261A2F1AE-SBAQE",{"v":24540,"d":"24,540"},"N"]
[98578521,"Насос GRUNDFOS","NK150-315.1/269A2F1AE-SBAQE",{"v":7459,"d":"7,459"},"N"]
[98355040,"Насос GRUNDFOS","NK150-315.1/277A2F1AE-SBAQE",{"v":26762,"d":"26,762"},"N"]
[98578522,"Насос GRUNDFOS","NK150-315.1/298A2F1AE-SBAQE",{"v":8150,"d":"8,150"},"N"]
[98578523,"Насос GRUNDFOS","NK150-315.1/315A2F1AE-SBAQE",{"v":8665,"d":"8,665"},"N"]
[98432281,"Насос GRUNDFOS","NK150-315.1/334A2F1AE-SBAQE",{"v":9281,"d":"9,281"},"N"]
[98578526,"Насос GRUNDFOS","NK150-315.1/342A2F1AE-SBAQE",{"v":10701,"d":"10,701"},"N"]
[98318755,"Насос GRUNDFOS","NK150-315.1/342A2F1AE-SBAQE",{"v":10701,"d":"10,701"},"N"]
[97830527,"Насос GRUNDFOS","NK150-315/260A2F1AE-SBAQE",{"v":8311,"d":"8,311"},"N"]
[97830528,"Насос GRUNDFOS","NK150-315/275A2F1AE-SBAQE",{"v":9175,"d":"9,175"},"N"]
[97830529,"Насос GRUNDFOS","NK150-315/291A2F1AE-SBAQE",{"v":9833,"d":"9,833"},"N"]
[98318739,"Насос GRUNDFOS","NK150-315/305A2F1AE-SBAQE",{"v":8859,"d":"8,859"},"N"]
[97830530,"Насос GRUNDFOS","NK150-315/310A2F1AE-SBAQE",{"v":11218,"d":"11,218"},"N"]
[98318740,"Насос GRUNDFOS","NK150-315/322A2F1AE-SBAQE",{"v":9485,"d":"9,485"},"N"]
[97830531,"Насос GRUNDFOS","NK150-315/336A2F1AE-SBAQE",{"v":12722,"d":"12,722"},"N"]
[98318741,"Насос GRUNDFOS","NK150-315/337A2F1AE-SBAQE",{"v":10005,"d":"10,005"},"N"]
[97830532,"Насос GRUNDFOS","NK150-315/338A2F1AE-SBAQE",{"v":13954,"d":"13,954"},"N"]
[98318742,"Насос GRUNDFOS","NK150-315/338A2F1AE-SBAQE",{"v":10724,"d":"10,724"},"N"]
[97830533,"Насос GRUNDFOS","NK150-400/343A2F1AE-SBAQE",{"v":12110,"d":"12,110"},"N"]
[98318743,"Насос GRUNDFOS","NK150-400/357A2F1AE-SBAQE",{"v":10417,"d":"10,417"},"N"]
[97830534,"Насос GRUNDFOS","NK150-400/375A2F1AE-SBAQE",{"v":13711,"d":"13,711"},"N"]
[98318744,"Насос GRUNDFOS","NK150-400/375A2F1AE-SBAQE",{"v":11069,"d":"11,069"},"N"]
[97830535,"Насос GRUNDFOS","NK150-400/394A2F1AE-SBAQE",{"v":15009,"d":"15,009"},"N"]
[98318745,"Насос GRUNDFOS","NK150-400/408A2F1AE-SBAQE",{"v":11707,"d":"11,707"},"N"]
[97830536,"Насос GRUNDFOS","NK150-400/412A2F1AE-SBAQE",{"v":19889,"d":"19,889"},"N"]
[98318746,"Насос GRUNDFOS","NK150-400/430A2F1AE-SBAQE",{"v":12563,"d":"12,563"},"N"]
[97830537,"Насос GRUNDFOS","NK150-400/431A2F1AE-SBAQE",{"v":20446,"d":"20,446"},"N"]
[97830538,"Насос GRUNDFOS","NK150-400/438A2F1AE-SBAQE",{"v":21789,"d":"21,789"},"N"]
[98318747,"Насос GRUNDFOS","NK150-400/438A2F1AE-SBAQE",{"v":13632,"d":"13,632"},"N"]
[98318748,"Насос GRUNDFOS","NK150-500/457A2F1AE-SBAQE",{"v":13905,"d":"13,905"},"N"]
[97830539,"Насос GRUNDFOS","NK150-500/459A2F1AE-SBAQE",{"v":21875,"d":"21,875"},"N"]
[98318749,"Насос GRUNDFOS","NK150-500/483A2F1AE-SBAQE",{"v":14961,"d":"14,961"},"N"]
[97830540,"Насос GRUNDFOS","NK150-500/489A2F1AE-SBAQE",{"v":23208,"d":"23,208"},"N"]
[98318750,"Насос GRUNDFOS","NK150-500/513A2F1AE-SBAQE",{"v":15819,"d":"15,819"},"N"]
[97830541,"Насос GRUNDFOS","NK150-500/521A2F1AE-SBAQE",{"v":25278,"d":"25,278"},"N"]
[98318751,"Насос GRUNDFOS","NK150-500/548A2F1AE-SBAQE",{"v":16966,"d":"16,966"},"N"]
[97830739,"Насос GRUNDFOS","NK200-400/280A2F1AE-SBAQE",{"v":14953,"d":"14,953"},"N"]
[97830740,"Насос GRUNDFOS","NK200-400/296A2F1AE-SBAQE",{"v":15760,"d":"15,760"},"N"]
[98318756,"Насос GRUNDFOS","NK200-400/308A2F1AE-SBAQE",{"v":13011,"d":"13,011"},"N"]
[97830741,"Насос GRUNDFOS","NK200-400/312A2F1AE-SBAQE",{"v":16452,"d":"16,452"},"N"]
[98318757,"Насос GRUNDFOS","NK200-400/328A2F1AE-SBAQE",{"v":13601,"d":"13,601"},"N"]
[97830742,"Насос GRUNDFOS","NK200-400/344A2F1AE-SBAQE",{"v":17345,"d":"17,345"},"N"]
[98318758,"Насос GRUNDFOS","NK200-400/348A2F1AE-SBAQE",{"v":14548,"d":"14,548"},"N"]
[97830743,"Насос GRUNDFOS","NK200-400/364A2F1AE-SBAQE",{"v":18026,"d":"18,026"},"N"]
[98318759,"Насос GRUNDFOS","NK200-400/384A2F1AE-SBAQE",{"v":15503,"d":"15,503"},"N"]
[97830744,"Насос GRUNDFOS","NK200-400/392A2F1AE-SBAQE",{"v":20154,"d":"20,154"},"N"]
[97830745,"Насос GRUNDFOS","NK200-400/404A2F1AE-SBAQE",{"v":21025,"d":"21,025"},"N"]
[98318760,"Насос GRUNDFOS","NK200-400/404A2F1AE-SBAQE",{"v":16631,"d":"16,631"},"N"]
[98318761,"Насос GRUNDFOS","NK200-450/355A2F1AE-SBAQE",{"v":13972,"d":"13,972"},"N"]
[97830729,"Насос GRUNDFOS","NK200-450/367A2F1AE-SBAQE",{"v":18082,"d":"18,082"},"N"]
[98318762,"Насос GRUNDFOS","NK200-450/371A2F1AE-SBAQE",{"v":15104,"d":"15,104"},"N"]
[97830730,"Насос GRUNDFOS","NK200-450/391A2F1AE-SBAQE",{"v":18763,"d":"18,763"},"N"]
[98318763,"Насос GRUNDFOS","NK200-450/407A2F1AE-SBAQE",{"v":16245,"d":"16,245"},"N"]
[97830731,"Насос GRUNDFOS","NK200-450/415A2F1AE-SBAQE",{"v":22511,"d":"22,511"},"N"]
[98318764,"Насос GRUNDFOS","NK200-450/431A2F1AE-SBAQE",{"v":17373,"d":"17,373"},"N"]
[97830732,"Насос GRUNDFOS","NK200-450/435A2F1AE-SBAQE",{"v":23382,"d":"23,382"},"N"]
[98318765,"Насос GRUNDFOS","NK200-450/451A2F1AE-SBAQE",{"v":18506,"d":"18,506"},"N"]
[97830733,"Насос GRUNDFOS","NK200-450/455A2F1AE-SBAQE",{"v":24660,"d":"24,660"},"N"]
[97830765,"Насос GRUNDFOS","NK250-350/266A2F1AE-SBAQE",{"v":16182,"d":"16,182"},"N"]
[97830766,"Насос GRUNDFOS","NK250-350/294A2F1AE-SBAQE",{"v":17215,"d":"17,215"},"N"]
[98318777,"Насос GRUNDFOS","NK250-350/306A2F1AE-SBAQE",{"v":14750,"d":"14,750"},"N"]
[97830767,"Насос GRUNDFOS","NK250-350/318A2F1AE-SBAQE",{"v":18257,"d":"18,257"},"N"]
[98318778,"Насос GRUNDFOS","NK250-350/330A2F1AE-SBAQE",{"v":15525,"d":"15,525"},"N"]
[97830768,"Насос GRUNDFOS","NK250-350/362A2F1AE-SBAQE",{"v":21185,"d":"21,185"},"N"]
[98318779,"Насос GRUNDFOS","NK250-350/366A2F1AE-SBAQE",{"v":16304,"d":"16,304"},"N"]
[97830769,"Насос GRUNDFOS","NK250-350/370A2F1AE-SBAQE",{"v":22244,"d":"22,244"},"N"]
[97830715,"Насос GRUNDFOS","NK250-400/281A2F1AE-SBAQE",{"v":18289,"d":"18,289"},"N"]
[98318766,"Насос GRUNDFOS","NK250-400/289A2F1AE-SBAQE",{"v":14894,"d":"14,894"},"N"]
[97830716,"Насос GRUNDFOS","NK250-400/301A2F1AE-SBAQE",{"v":19331,"d":"19,331"},"N"]
[98318767,"Насос GRUNDFOS","NK250-400/313A2F1AE-SBAQE",{"v":15684,"d":"15,684"},"N"]
[97830717,"Насос GRUNDFOS","NK250-400/329A2F1AE-SBAQE",{"v":22259,"d":"22,259"},"N"]
[98318768,"Насос GRUNDFOS","NK250-400/329A2F1AE-SBAQE",{"v":16463,"d":"16,463"},"N"]
[97830718,"Насос GRUNDFOS","NK250-400/349A2F1AE-SBAQE",{"v":23317,"d":"23,317"},"N"]
[98318769,"Насос GRUNDFOS","NK250-400/361A2F1AE-SBAQE",{"v":18169,"d":"18,169"},"N"]
[97830719,"Насос GRUNDFOS","NK250-400/365A2F1AE-SBAQE",{"v":24568,"d":"24,568"},"N"]
[98318770,"Насос GRUNDFOS","NK250-400/381A2F1AE-SBAQE",{"v":19129,"d":"19,129"},"N"]
[97830720,"Насос GRUNDFOS","NK250-400/385A2F1AE-SBAQE",{"v":25452,"d":"25,452"},"N"]
[98318771,"Насос GRUNDFOS","NK250-400/401A2F1AE-SBAQE",{"v":19903,"d":"19,903"},"N"]
[97830721,"Насос GRUNDFOS","NK250-400/405A2F1AE-SBAQE",{"v":26697,"d":"26,697"},"N"]
[98318780,"Насос GRUNDFOS","NK250-450/313A2F1AE-SBAQE",{"v":15978,"d":"15,978"},"N"]
[97830746,"Насос GRUNDFOS","NK250-450/325A2F1AE-SBAQE",{"v":22420,"d":"22,420"},"N"]
[98318781,"Насос GRUNDFOS","NK250-450/325A2F1AE-SBAQE",{"v":16748,"d":"16,748"},"N"]
[97830747,"Насос GRUNDFOS","NK250-450/341A2F1AE-SBAQE",{"v":23460,"d":"23,460"},"N"]
[98318782,"Насос GRUNDFOS","NK250-450/357A2F1AE-SBAQE",{"v":18408,"d":"18,408"},"N"]
[97830748,"Насос GRUNDFOS","NK250-450/361A2F1AE-SBAQE",{"v":24688,"d":"24,688"},"N"]
[98318783,"Насос GRUNDFOS","NK250-450/377A2F1AE-SBAQE",{"v":19371,"d":"19,371"},"N"]
[97830749,"Насос GRUNDFOS","NK250-450/381A2F1AE-SBAQE",{"v":25739,"d":"25,739"},"N"]
[98318784,"Насос GRUNDFOS","NK250-450/397A2F1AE-SBAQE",{"v":20135,"d":"20,135"},"N"]
[97830750,"Насос GRUNDFOS","NK250-450/401A2F1AE-SBAQE",{"v":26914,"d":"26,914"},"N"]
[98318785,"Насос GRUNDFOS","NK250-450/433A2F1AE-SBAQE",{"v":21085,"d":"21,085"},"N"]
[97830751,"Насос GRUNDFOS","NK250-450/445A2F1AE-SBAQE",{"v":28646,"d":"28,646"},"N"]
[98318772,"Насос GRUNDFOS","NK250-500/409A2F1AE-SBAQE",{"v":22751,"d":"22,751"},"N"]
[97830770,"Насос GRUNDFOS","NK250-500/417A2F1AE-SBAQE",{"v":29523,"d":"29,523"},"N"]
[98318773,"Насос GRUNDFOS","NK250-500/437A2F1AE-SBAQE",{"v":23865,"d":"23,865"},"N"]
[97830771,"Насос GRUNDFOS","NK250-500/445A2F1AE-SBAQE",{"v":31615,"d":"31,615"},"N"]
[98318774,"Насос GRUNDFOS","NK250-500/485A2F1AE-SBAQE",{"v":27592,"d":"27,592"},"N"]
[98318775,"Насос GRUNDFOS","NK250-500/525A2F1AE-SBAQE",{"v":29563,"d":"29,563"},"N"]
[97830079,"Насос GRUNDFOS","NK32-250/262A2F2AE-SBAQE",{"v":3756,"d":"3,756"},"N"]
[97830092,"Насос GRUNDFOS","NK40-200/219A2F2AE-SBAQE",{"v":3482,"d":"3,482"},"N"]
[97830094,"Насос GRUNDFOS","NK40-250/230A2F2AE-SBAQE",{"v":3785,"d":"3,785"},"N"]
[97830095,"Насос GRUNDFOS","NK40-250/245A2F2AE-SBAQE",{"v":3996,"d":"3,996"},"N"]
[97830096,"Насос GRUNDFOS","NK40-250/255A2F2AE-SBAQE",{"v":4546,"d":"4,546"},"N"]
[97830097,"Насос GRUNDFOS","NK40-250/260A2F2AE-SBAQE",{"v":5473,"d":"5,473"},"N"]
[97830098,"Насос GRUNDFOS","NK40-315/273A2F2AE-SBAQE",{"v":4927,"d":"4,927"},"N"]
[97830099,"Насос GRUNDFOS","NK40-315/298A2F2AE-SBAQE",{"v":5862,"d":"5,862"},"N"]
[97830100,"Насос GRUNDFOS","NK40-315/318A2F2AE-SBAQE",{"v":6312,"d":"6,312"},"N"]
[97830101,"Насос GRUNDFOS","NK40-315/336A2F2AE-SBAQE",{"v":8081,"d":"8,081"},"N"]
[97830109,"Насос GRUNDFOS","NK50-160/177A2F2AE-SBAQE",{"v":3516,"d":"3,516"},"N"]
[97830111,"Насос GRUNDFOS","NK50-200/198A2F2AE-SBAQE",{"v":3565,"d":"3,565"},"N"]
[97830112,"Насос GRUNDFOS","NK50-200/210A2F2AE-SBAQE",{"v":3770,"d":"3,770"},"N"]
[97830113,"Насос GRUNDFOS","NK50-200/219A2F2AE-SBAQE",{"v":4250,"d":"4,250"},"N"]
[97830114,"Насос GRUNDFOS","NK50-250/205A2F2AE-SBAQE",{"v":3701,"d":"3,701"},"N"]
[97830115,"Насос GRUNDFOS","NK50-250/222A2F2AE-SBAQE",{"v":3903,"d":"3,903"},"N"]
[97830116,"Насос GRUNDFOS","NK50-250/233A2F2AE-SBAQE",{"v":4386,"d":"4,386"},"N"]
[97830117,"Насос GRUNDFOS","NK50-250/254A2F2AE-SBAQE",{"v":5269,"d":"5,269"},"N"]
[97830118,"Насос GRUNDFOS","NK50-250/263A2F2AE-SBAQE",{"v":5605,"d":"5,605"},"N"]
[97830119,"Насос GRUNDFOS","NK50-315/267A2F2AE-SBAQE",{"v":5978,"d":"5,978"},"N"]
[97830120,"Насос GRUNDFOS","NK50-315/285A2F2AE-SBAQE",{"v":6330,"d":"6,330"},"N"]
[97830121,"Насос GRUNDFOS","NK50-315/300A2F2AE-SBAQE",{"v":7259,"d":"7,259"},"N"]
[97830122,"Насос GRUNDFOS","NK50-315/321A2F2AE-SBAQE",{"v":9040,"d":"9,040"},"N"]
[97830129,"Насос GRUNDFOS","NK65-160/173A2F2AE-SBAQE",{"v":3690,"d":"3,690"},"N"]
[97830130,"Насос GRUNDFOS","NK65-160/177A2F2AE-SBAQE",{"v":3902,"d":"3,902"},"N"]
[97830132,"Насос GRUNDFOS","NK65-200/177A2F2AE-SBAQE",{"v":3867,"d":"3,867"},"N"]
[97830133,"Насос GRUNDFOS","NK65-200/190A2F2AE-SBAQE",{"v":4082,"d":"4,082"},"N"]
[97830134,"Насос GRUNDFOS","NK65-200/198A2F2AE-SBAQE",{"v":4634,"d":"4,634"},"N"]
[97830135,"Насос GRUNDFOS","NK65-200/217A2F2AE-SBAQE",{"v":5532,"d":"5,532"},"N"]
[97830136,"Насос GRUNDFOS","NK65-200/219A2F2AE-SBAQE",{"v":5883,"d":"5,883"},"N"]
[97830137,"Насос GRUNDFOS","NK65-250/223A2F2AE-SBAQE",{"v":5899,"d":"5,899"},"N"]
[97830138,"Насос GRUNDFOS","NK65-250/238A2F2AE-SBAQE",{"v":6245,"d":"6,245"},"N"]
[97830139,"Насос GRUNDFOS","NK65-250/251A2F2AE-SBAQE",{"v":7177,"d":"7,177"},"N"]
[97830140,"Насос GRUNDFOS","NK65-250/269A2F2AE-SBAQE",{"v":8573,"d":"8,573"},"N"]
[97830141,"Насос GRUNDFOS","NK65-250/270A2F2AE-SBAQE",{"v":10532,"d":"10,532"},"N"]
[97830142,"Насос GRUNDFOS","NK65-315/272A2F2AE-SBAQE",{"v":8977,"d":"8,977"},"N"]
[97830143,"Насос GRUNDFOS","NK65-315/295A2F2AE-SBAQE",{"v":10816,"d":"10,816"},"N"]
[97830144,"Насос GRUNDFOS","NK65-315/308A2F2AE-SBAQE",{"v":12447,"d":"12,447"},"N"]
[97830451,"Насос GRUNDFOS","NK65-315/320A2F2AE-SBAQE",{"v":4449,"d":"4,449"},"N"]
[97830145,"Насос GRUNDFOS","NK65-315/320A2F2AE-SBAQE",{"v":14997,"d":"14,997"},"N"]
[97830147,"Насос GRUNDFOS","NK80-160/151A2F2AE-SBAQE",{"v":3652,"d":"3,652"},"N"]
[97830148,"Насос GRUNDFOS","NK80-160/161A2F2AE-SBAQE",{"v":3861,"d":"3,861"},"N"]
[97830149,"Насос GRUNDFOS","NK80-160/167A2F2AE-SBAQE",{"v":4341,"d":"4,341"},"N"]
[97830150,"Насос GRUNDFOS","NK80-160/177A2F2AE-SBAQE",{"v":5221,"d":"5,221"},"N"]
[97830151,"Насос GRUNDFOS","NK80-200/171A2F2AE-SBAQE",{"v":4799,"d":"4,799"},"N"]
[97830152,"Насос GRUNDFOS","NK80-200/188A2F2AE-SBAQE",{"v":5691,"d":"5,691"},"N"]
[97830153,"Насос GRUNDFOS","NK80-200/200A2F2AE-SBAQE",{"v":6034,"d":"6,034"},"N"]
[97830154,"Насос GRUNDFOS","NK80-200/211A2F2AE-SBAQE",{"v":6860,"d":"6,860"},"N"]
[97830155,"Насос GRUNDFOS","NK80-200/222A2F2AE-SBAQE",{"v":8199,"d":"8,199"},"N"]
[97830156,"Насос GRUNDFOS","NK80-250/220A2F2AE-SBAQE",{"v":7328,"d":"7,328"},"N"]
[97830157,"Насос GRUNDFOS","NK80-250/234A2F2AE-SBAQE",{"v":8731,"d":"8,731"},"N"]
[97830158,"Насос GRUNDFOS","NK80-250/257A2F2AE-SBAQE",{"v":10054,"d":"10,054"},"N"]
[97830159,"Насос GRUNDFOS","NK80-250/270A2F2AE-SBAQE",{"v":11338,"d":"11,338"},"N"]
[97830160,"Насос GRUNDFOS","NK80-315/278A2F2AE-SBAQE",{"v":11768,"d":"11,768"},"N"]
[97830161,"Насос GRUNDFOS","NK80-315/295A2F2AE-SBAQE",{"v":15176,"d":"15,176"},"N"]
[97830465,"Насос GRUNDFOS","NK80-315/305A2F2AE-SBAQE",{"v":4611,"d":"4,611"},"N"]
[97830162,"Насос GRUNDFOS","NK80-315/310A2F2AE-SBAQE",{"v":16949,"d":"16,949"},"N"]
[97830466,"Насос GRUNDFOS","NK80-315/320A2F2AE-SBAQE",{"v":5192,"d":"5,192"},"N"]
[97830163,"Насос GRUNDFOS","NK80-315/328A2F2AE-SBAQE",{"v":19231,"d":"19,231"},"N"]
[97830467,"Насос GRUNDFOS","NK80-315/334A2F2AE-SBAQE",{"v":5391,"d":"5,391"},"N"]
[97830468,"Насос GRUNDFOS","NK80-400/347A2F2AE-SBAQE",{"v":6675,"d":"6,675"},"N"]
[97830469,"Насос GRUNDFOS","NK80-400/365A2F2AE-SBAQE",{"v":7113,"d":"7,113"},"N"]
[97830470,"Насос GRUNDFOS","NK80-400/397A2F2AE-SBAQE",{"v":7977,"d":"7,977"},"N"]
[97830471,"Насос GRUNDFOS","NK80-400/419A2F2AE-SBAQE",{"v":8679,"d":"8,679"},"N"]
[97830472,"Насос GRUNDFOS","NK80-400/438A2F2AE-SBAQE",{"v":9330,"d":"9,330"},"N"]
[96002004,"Шаровой обратный клапан GRUNDFOS","Non return valve ball type R3\" IG",442,"Z"]
[96489972,"Шаровой обратный клапан GRUNDFOS","Non-return ball valve  DN11/2\"  PN10",118,"Z"]
[96116551,"Шаровой обратный клапан GRUNDFOS","Non-return ball valve  DN50  PN10",233,"Z"]
[96002085,"Шаровой обратный клапан GRUNDFOS","Non-return ball valve DN100 PN10",407,"Z"]
[96003423,"Шаровой обратный клапан GRUNDFOS","Non-return ball valve DN150 PN10",907,"Z"]
[96002002,"Шаровой обратный клапан GRUNDFOS","Non-return ball valve DN2\" PN10",135,"Z"]
[96003839,"Шаровой обратный клапан GRUNDFOS","Non-return ball valve DN200 PN10",{"v":1405,"d":"1,405"},"Z"]
[96004421,"Шаровой обратный клапан GRUNDFOS","Non-return ball valve DN250 PN10",{"v":2048,"d":"2,048"},"Z"]
[96004422,"Шаровой обратный клапан GRUNDFOS","Non-return ball valve DN300 PN10",{"v":3357,"d":"3,357"},"Z"]
[96002008,"Шаровой обратный клапан GRUNDFOS","Non-return ball valve DN65 PN10",247,"Z"]
[96002009,"Шаровой обратный клапан GRUNDFOS","Non-return ball valve DN80 PN10",296,"Z"]
[91075542,"Обратный клапан GRUNDFOS","NON-RETURN FLAP VALVE",226,"Z"]
[96003826,"Обратный клапан GRUNDFOS","Non-return flap valve",311,"Z"]
[91075543,"Обратный клапан GRUNDFOS","NON-RETURN FLAP VALVE",255,"Z"]
[96003827,"Обратный клапан GRUNDFOS","Non-return flap valve",413,"Z"]
[96005308,"Обратный клапан GRUNDFOS","Non-return flap valve",39,"Z"]
[96116512,"Обратный клапан GRUNDFOS","Non-return flap valve b.s. DN100 PN10/16",681,"Z"]
[96116514,"Обратный клапан GRUNDFOS","Non-return flap valve b.s. DN150 PN10/16",{"v":1107,"d":"1,107"},"Z"]
[96116515,"Обратный клапан GRUNDFOS","Non-return flap valve b.s. DN200 PN10",{"v":1759,"d":"1,759"},"Z"]
[96116510,"Обратный клапан GRUNDFOS","Non-return flap valve b.s. DN65 PN10/16",506,"Z"]
[96116511,"Обратный клапан GRUNDFOS","Non-return flap valve b.s. DN80 PN10/16",567,"Z"]
[96433904,"Обратный клапан GRUNDFOS","Non-return valve",19,"Z"]
["00ID9127","Промежуточный клапан GRUNDFOS","Non-return valve 1\"  2x1\"Rp",157,"Z"]
[96002003,"Шаровой обратный клапан GRUNDFOS","Non-return valve ball type",222,"Z"]
[91072718,"Обратный клапан тарельчатый GRUNDFOS","NON-RETURN VALVE FLAP",85,"Z"]
[96005309,"Обратный клапан тарельчатый GRUNDFOS","Non-return valve flap",61,"Z"]
[96023843,"Шаровой обратный клапан GRUNDFOS","Non-return valve PVC, ball type",141,"Z"]
[95735161,"Установкa для производства и дозирования диоксида хлора GRUNDFOS","OCD-162-10-S/G",{"v":14331,"d":"14,331"},"M11"]
[95735171,"Установкa для производства и дозирования диоксида хлора GRUNDFOS","OCD-162-30-P/G1",{"v":19402,"d":"19,402"},"M11"]
[95735175,"Установкa для производства и дозирования диоксида хлора GRUNDFOS","OCD-162-30-P/G2",{"v":19733,"d":"19,733"},"M12"]
[95735153,"Установкa для производства и дозирования диоксида хлора GRUNDFOS","OCD-162-5-S/G",{"v":12788,"d":"12,788"},"M11"]
[95718454,"Установкa для производства и дозирования диоксида хлора GRUNDFOS","OCD-162-60-P/G1",{"v":22429,"d":"22,429"},"M11"]
[95718458,"Установкa для производства и дозирования диоксида хлора GRUNDFOS","OCD-162-60-P/G2",{"v":22722,"d":"22,722"},"M11"]
["L6Z10002","Насос GRUNDFOS","P007.3.BA.0.0.B.P",718,"J5"]
["1A108413","Комплект 60/1 для монтажа на глубине до 60 м GRUNDFOS","PAKET 60/1 MP1 60M kpl.",{"v":9413,"d":"9,413"},"G2"]
["1A108415","Комплект 90/1 для монтажа на глубине до 90 м GRUNDFOS","PAKET 90/1 MP1 90M KPL.",{"v":11250,"d":"11,250"},"G2"]
[91079007,"Труба пластиковая в бухте 100 м GRUNDFOS","PIPE 11/2\"PN10 BLACK/BLUE PE DIN8074/7",5,"Z"]
[91070525,"Труба пластиковая в бухте 100 м GRUNDFOS","PIPE 11/4\" PN10 BLACK/BLUE PE DIN8074/75",3,"Z"]
[96003706,"Коллектор GRUNDFOS","Pipe joint DN100/Ø110 PN10",810,"Z"]
[96003705,"Коллектор GRUNDFOS","Pipe joint DN80/Ø110 PN10",624,"Z"]
[96003704,"Коллектор GRUNDFOS","Pipe joint DN80/Ø90 PN10",574,"Z"]
[96428177,"Крепеж для кабеля GRUNDFOS","Plastic with 20 cable clips",23,"Z"]
[95730751,"Клапан поддержания давления GRUNDFOS","PLV-G1/4-3 SS/-A",280,"ZM1"]
[95730741,"Клапан поддержания давления GRUNDFOS","PLV-G5/8-3 PP/V,E U2",109,"ZM1"]
[95730745,"Клапан поддержания давления GRUNDFOS","PLV-G5/8-3 PV/T U2",204,"ZM1"]
[95730744,"Клапан поддержания давления GRUNDFOS","PLV-G5/8-3 PV/V,E U2",154,"ZM1"]
[95730743,"Клапан поддержания давления GRUNDFOS","PLV-G5/8-3 PVC/T U2",140,"ZM1"]
[95730742,"Клапан поддержания давления GRUNDFOS","PLV-G5/8-3 PVC/V,E U2",109,"ZM1"]
[96848693,"Реле давления GRUNDFOS","PM 1 15 1x230V 50/60Hz",82,"Z"]
[96848722,"Реле давления GRUNDFOS","PM 1 22 1x230V 50/60Hz",82,"Z"]
[96848740,"Реле давления GRUNDFOS","PM 2 AD 1x230V 50/60Hz",139,"Z"]
["L6126667","Насос GRUNDFOS","PO07.3.BA.0.0.G.P",692,"J5"]
["L6126659","Насос GRUNDFOS","PO07.3.BL.E.1.B.P.2,5.1",{"v":1030,"d":"1,030"},"J5"]
["L6126661","Насос GRUNDFOS","PO07.3.BL.E.1.B.P.2,5.3",976,"J5"]
["L6Z10010","Насос GRUNDFOS","PO07.3.BL.E.1.G.P.2,5.1",{"v":1018,"d":"1,018"},"J5"]
["L6Z10009","Насос GRUNDFOS","PO07.3.BL.E.1.G.P.2,5.3",894,"J5"]
["L6124710","Насос GRUNDFOS","PO23.10.BA.0.0.B.P",{"v":1462,"d":"1,462"},"J5"]
["L6124737","Насос GRUNDFOS","PO23.10.BA.0.0.G.P",{"v":1334,"d":"1,334"},"J5"]
["L6Z20012","Насос GRUNDFOS","PO23.10.BL.E.1.B.P.15.3",{"v":2324,"d":"2,324"},"J5"]
["L6124683","Насос GRUNDFOS","PO23.10.BL.E.1.G.P.15.3",{"v":2245,"d":"2,245"},"J5"]
["L6Z20025","Насос GRUNDFOS","PO23.10.BL.E.2.B.P.12,5.1",{"v":2546,"d":"2,546"},"J5"]
["L6124674","Насос GRUNDFOS","PO23.10.BL.E.2.B.P.15.3",{"v":1917,"d":"1,917"},"J5"]
["L6124673","Насос GRUNDFOS","PO23.10.BL.E.2.G.P.12,5.1",{"v":2527,"d":"2,527"},"J5"]
["L6124672","Насос GRUNDFOS","PO23.10.BL.E.2.G.P.15.3",{"v":2054,"d":"2,054"},"J5"]
["L6Z20029","Насос GRUNDFOS","PO23.10.BL.P.2.B.P.26",{"v":2217,"d":"2,217"},"J5"]
["L6124435","Насос GRUNDFOS","PO23.10.BL.P.2.G.P.26",{"v":2184,"d":"2,184"},"J5"]
["L6124290","Насос GRUNDFOS","PO32.20.BA.0.0.G.P",{"v":2307,"d":"2,307"},"J5"]
["L6125156","Насос GRUNDFOS","PO32.20.BL.D.2.G.P.46",{"v":7292,"d":"7,292"},"J5"]
["L6125423","Насос GRUNDFOS","PO32.20.BL.D.3.G.P.46",{"v":8332,"d":"8,332"},"J5"]
["L6125628","Насос GRUNDFOS","PO32.20.BL.E.1.G.P.40.3",{"v":4193,"d":"4,193"},"J5"]
["L6123439","Насос GRUNDFOS","PO42.30.BA.0.0.G.P",{"v":3517,"d":"3,517"},"J5"]
["L6Z40004","Насос GRUNDFOS","PO42.30.CM.D.1.G.P.131",{"v":18751,"d":"18,751"},"J5"]
["L6Z40022","Насос GRUNDFOS","PO42.30.CM.D.3.G.P.131",{"v":22681,"d":"22,681"},"J5"]
["L6Z40008","Насос GRUNDFOS","PO42.30.CM.E.1.G.P.110.3",{"v":7504,"d":"7,504"},"J5"]
[625468,"Потенциометр GRUNDFOS","POTENTIOMETER BOX SPP1",104,"Z"]
[625468,"Потенциометр GRUNDFOS","POTENTIOMETER BOX SPP1",104,"Z"]
[98186483,"Насосная станция GRUNDFOS","PPS 1000/3000 GMO 1-SEG.40.09.E.2.1.502",{"v":6977,"d":"6,977"},"J4"]
[98186484,"Насосная станция GRUNDFOS","PPS 1000/3000 GMO 1-SEG.40.09.E.2.50B",{"v":6977,"d":"6,977"},"J4"]
[98186486,"Насосная станция GRUNDFOS","PPS 1000/3000 GMO 1-SEG.40.12.E.2.50B",{"v":6977,"d":"6,977"},"J4"]
[98186485,"Насосная станция GRUNDFOS","PPS 1000/3000 GMO 2-SEG.40.09.E.2.50B",{"v":10003,"d":"10,003"},"J4"]
[98186487,"Насосная станция GRUNDFOS","PPS 1000/3000 GMO 2-SEG.40.12.E.2.50B",{"v":10003,"d":"10,003"},"J4"]
[98186488,"Насосная станция GRUNDFOS","PPS 1000/3000 GMO 2-SEG.40.15.E.2.50B",{"v":10362,"d":"10,362"},"J4"]
[98405581,"Насосная станция GRUNDFOS","PPS D1400 H4000",{"v":14300,"d":"14,300"},"J4"]
[96621274,"Реле-преобразователь GRUNDFOS","PR5714 PT100 Relay/display",595,"Z"]
[96478188,"Датчик давления GRUNDFOS","Press.tr.MBS3000 0-2.5BAR 4-20MA Press.",135,"Z"]
[91074590,"Пресс-фитинг Mapress (комплект) GRUNDFOS","PRESSFITTINGVERSCHRAUBUNG G1 1/4X15MM",37,"Z"]
["S6126896","Напорный патрубок для шланга GRUNDFOS","PRESSURE CONNECT. W. COUPL. R3\" STORZ",544,"Z"]
["S6127248","Напорный патрубок для шланга GRUNDFOS","PRESSURE CONNECT. W. HOSE COUPLING  G 2\"",559,"Z"]
["S6127035","Напорный патрубок для шланга GRUNDFOS","PRESSURE CONNECT. W. STORZ-COUPL. G 4\"",{"v":1058,"d":"1,058"},"Z"]
["S6126934","Напорный патрубок для шланга GRUNDFOS","PRESSURE CONNECT.W.COUPL. G 3\" F.DIESEL",592,"Z"]
["00ID6462","Реле давления GRUNDFOS","PRESSURE CONTROL  MDR21/6+E/A",33,"Z"]
["00ID9009","Мановакуумметр GRUNDFOS","PRESSURE GAUGE",32,"Z"]
[920416,"Манометр GRUNDFOS","PRESSURE GAUGE 10ATM 1/2\"X100",24,"Z"]
[920423,"Манометр GRUNDFOS","PRESSURE GAUGE 16ATM 1/2\"X100",64,"Z"]
[920411,"Манометр GRUNDFOS","PRESSURE GAUGE 16ATM 1/4\"X65",20,"Z"]
["00ID9143","Манометр GRUNDFOS","Pressure Gauge D100 1/2\" 0-25 bar",64,"Z"]
[96524504,"Комплект для поддержания постоянного давления без насоса SQE GRUNDFOS","pressure packet w/o pump cpl.",678,"Z"]
[96431614,"Пневмотрубка для измерительного колокола GRUNDFOS","Pressure pipe Black 20m AP-controller",76,"Z"]
[98390127,"Пневмотрубка GRUNDFOS","Pressure pipe DN100 PN16 L=1m 1.4301",297,"Z"]
[98390136,"Пневмотрубка GRUNDFOS","Pressure pipe DN100 PN16 L=2m 1.4301",510,"Z"]
[98390125,"Пневмотрубка GRUNDFOS","Pressure pipe DN80 PN16 L=1m 1.4301",282,"Z"]
[98390134,"Пневмотрубка GRUNDFOS","Pressure pipe DN80 PN16 L=2m 1.4301",413,"Z"]
[96431615,"Пневмотрубка для измерительного колокола GRUNDFOS","Pressure pipe Red 20m AP-controller",76,"Z"]
[96431616,"Пневмотрубка для измерительного колокола GRUNDFOS","Pressure pipe White 20m AP-controller",76,"Z"]
["00ID7722","Реле давления GRUNDFOS","PRESSURE SWITCH MDR 5- 5/K 10,3",92,"Z"]
["00ID7723","Реле давления GRUNDFOS","PRESSURE SWITCH MDR 5- 5/K 7,0",92,"Z"]
["00ID7721","Реле давления GRUNDFOS","PRESSURE SWITCH MDR 5-11/K 10,3",174,"Z"]
["00ID7720","Реле давления GRUNDFOS","PRESSURE SWITCH MDR 5-11/K 7,0",174,"Z"]
["00ID7728","Реле давления GRUNDFOS","PRESSURE SWITCH MDR 5-16",108,"Z"]
["00ID7727","Реле давления GRUNDFOS","PRESSURE SWITCH MDR3/25",108,"Z"]
["00ID7726","Реле давления GRUNDFOS","PRESSURE SWITCH MDR5- 5/K 1,5",92,"Z"]
["00ID7725","Реле давления GRUNDFOS","PRESSURE SWITCH MDR5- 5/K 2,45",92,"Z"]
["00ID7724","Реле давления GRUNDFOS","PRESSURE SWITCH MDR5- 5/K 4,2",92,"Z"]
["00ID5087","Реле давления GRUNDFOS","PRESSURE SWITCH MDR5/11bar",108,"Z"]
["00ID7717","Реле давления GRUNDFOS","PRESSURE SWITCH MDR5-11/K 1,5",174,"Z"]
["00ID7718","Реле давления GRUNDFOS","PRESSURE SWITCH MDR5-11/K 2,45",174,"Z"]
["00ID7719","Реле давления GRUNDFOS","PRESSURE SWITCH MDR5-11/K 4,2",174,"Z"]
[96377410,"Датчик уровня погружного типа GRUNDFOS","Pressure transmitter for level",392,"Z"]
["00ID7517","Реле давления GRUNDFOS","PRESSURESWITCH FANAL FF4-2 DAY 0,11-2BAR",77,"Z"]
[96824793,"Модуль передачи данных CIM GRUNDFOS","PROFI CIM150 Add-on cpl. Packed",240,"Z"]
[96753081,"Интерфейс передачи данных CIU GRUNDFOS","PROFI CIU150 cpl.",415,"Z"]
[96693768,"Ультразвуковой датчик уровня GRUNDFOS","Programmer f LU probe 7ML1830-2AN",98,"Z"]
[96422219,"Модуль защиты электродвигателя GRUNDFOS","Protection Module 1x230-240V 50/60H",65,"E1"]
[96422221,"Модуль защиты электродвигателя GRUNDFOS","Protection Module 3x400-415V 50Hz",71,"E1"]
[95730771,"Предохранительный клапан GRUNDFOS","PRV-G1/4-10 SS/-A",307,"ZM1"]
[95730783,"Предохранительный клапан GRUNDFOS","PRV-G1/4-16 SS/-A",307,"ZM1"]
[95730757,"Предохранительный клапан GRUNDFOS","PRV-G5/8-10 PP/V,E U2",129,"ZM1"]
[95730761,"Предохранительный клапан GRUNDFOS","PRV-G5/8-10 PV/T U2",236,"ZM1"]
[95730760,"Предохранительный клапан GRUNDFOS","PRV-G5/8-10 PV/V,E U2",189,"ZM1"]
[95730759,"Предохранительный клапан GRUNDFOS","PRV-G5/8-10 PVC/T U2",179,"ZM1"]
[95730758,"Предохранительный клапан GRUNDFOS","PRV-G5/8-10 PVC/V,E U2",129,"ZM1"]
[95730773,"Предохранительный клапан GRUNDFOS","PRV-G5/8-16 PP/V,E U2",129,"ZM1"]
[95730777,"Предохранительный клапан GRUNDFOS","PRV-G5/8-16 PV/T U2",236,"ZM1"]
[95730776,"Предохранительный клапан GRUNDFOS","PRV-G5/8-16 PV/V,E U2",189,"ZM1"]
[95730775,"Предохранительный клапан GRUNDFOS","PRV-G5/8-16 PVC/T U2",179,"ZM1"]
[95730774,"Предохранительный клапан GRUNDFOS","PRV-G5/8-16 PVC/V,E U2",129,"ZM1"]
[97719350,"Датчик уровня погружного типа GRUNDFOS","PS 5bar 60m cable 7MF1570",780,"Z"]
[96055219,"Пульт управления PUG GRUNDFOS","PUG 230V 50HZ 0,16-0,25A",651,"Z"]
[96055220,"Пульт управления PUG GRUNDFOS","PUG 230V 50HZ 0,25-0,40A",651,"Z"]
[96055221,"Пульт управления PUG GRUNDFOS","PUG 230V 50HZ 0,40-0,63A",651,"Z"]
[96055222,"Пульт управления PUG GRUNDFOS","PUG 230V 50HZ 0,63-1,0A",651,"Z"]
[96055223,"Пульт управления PUG GRUNDFOS","PUG 230V 50HZ 1,0-1,6A",651,"Z"]
[96055224,"Пульт управления PUG GRUNDFOS","PUG 230V 50HZ 1,6-2,5A",693,"Z"]
[96055225,"Пульт управления PUG GRUNDFOS","PUG 230V 50HZ 2,5-4,0A",762,"Z"]
[96055226,"Пульт управления PUG GRUNDFOS","PUG 230V 50HZ 4,0-6,0A",762,"Z"]
[96055227,"Пульт управления PUG GRUNDFOS","PUG 230V 50HZ 5,5-8,0A",762,"Z"]
[96055228,"Пульт управления PUG GRUNDFOS","PUG 230V 50HZ 7,0-10,0A",762,"Z"]
[96055229,"Пульт управления PUG GRUNDFOS","PUG 400V 50HZ 0,16-0,25A",651,"Z"]
[96055230,"Пульт управления PUG GRUNDFOS","PUG 400V 50HZ 0,25-0,40A",651,"Z"]
[96055231,"Пульт управления PUG GRUNDFOS","PUG 400V 50HZ 0,40-0,63A",651,"Z"]
[96055232,"Пульт управления PUG GRUNDFOS","PUG 400V 50HZ 0,63-1,0A",651,"Z"]
[96055233,"Пульт управления PUG GRUNDFOS","PUG 400V 50HZ 1,0-1,6A",651,"Z"]
[96055234,"Пульт управления PUG GRUNDFOS","PUG 400V 50HZ 1,6-2,5A",762,"Z"]
[96055235,"Пульт управления PUG GRUNDFOS","PUG 400V 50HZ 2,5-4,0A",762,"Z"]
[96055236,"Пульт управления PUG GRUNDFOS","PUG 400V 50HZ 4,0-6,0A",895,"Z"]
[96055237,"Пульт управления PUG GRUNDFOS","PUG 400V 50HZ 5,5-8,0A",762,"Z"]
[96055238,"Пульт управления PUG GRUNDFOS","PUG 400V 50HZ 7,0-10,0A",762,"Z"]
[97824619,"Насосная станция GRUNDFOS","Pumping Station 1000/3500 PS GMO",{"v":9286,"d":"9,286"},"J4"]
[97824621,"Насосная станция GRUNDFOS","Pumping Station 1000/4000 PS GMO",{"v":9752,"d":"9,752"},"J4"]
[97824622,"Насосная станция GRUNDFOS","Pumping Station 1000/4500 PS GMO",{"v":10220,"d":"10,220"},"J4"]
[97824623,"Насосная станция GRUNDFOS","Pumping Station 1000/5000 PS GMO",{"v":11058,"d":"11,058"},"J4"]
[98404659,"Насосная станция GRUNDFOS","Pumping station D1400 H3500",{"v":12459,"d":"12,459"},"J4"]
[98405519,"Насосная станция GRUNDFOS","Pumping station D1400 H3500",{"v":13574,"d":"13,574"},"J4"]
[98404694,"Насосная станция GRUNDFOS","Pumping station D1400 H4000",{"v":13185,"d":"13,185"},"J4"]
[98404696,"Насосная станция GRUNDFOS","Pumping station D1400 H4500",{"v":13704,"d":"13,704"},"J4"]
[98405582,"Насосная станция GRUNDFOS","Pumping station D1400 H4500",{"v":14819,"d":"14,819"},"J4"]
[98404697,"Насосная станция GRUNDFOS","Pumping station D1400 H5000",{"v":14975,"d":"14,975"},"J4"]
[98405584,"Насосная станция GRUNDFOS","Pumping station D1400 H5000",{"v":16245,"d":"16,245"},"J4"]
[98404698,"Насосная станция GRUNDFOS","Pumping station D1400 H5500",{"v":15571,"d":"15,571"},"J4"]
[98405585,"Насосная станция GRUNDFOS","Pumping station D1400 H5500",{"v":16738,"d":"16,738"},"J4"]
[98404700,"Насосная станция GRUNDFOS","Pumping station D1400 H6000",{"v":16350,"d":"16,350"},"J4"]
[98405586,"Насосная станция GRUNDFOS","Pumping station D1400 H6000",{"v":18864,"d":"18,864"},"J4"]
[95918762,"Насосная станция GRUNDFOS","PUST 10.30.D.A.SS.APB",{"v":7389,"d":"7,389"},"J4"]
[95918763,"Насосная станция GRUNDFOS","PUST 10.30.D.A.SS.DPSE",{"v":8881,"d":"8,881"},"J4"]
[95918760,"Насосная станция GRUNDFOS","PUST 10.30.D.A.SS.SEG",{"v":6895,"d":"6,895"},"J4"]
[95918758,"Насосная станция GRUNDFOS","PUST 10.30.D.S.PE.AP35",{"v":4201,"d":"4,201"},"J4"]
[95918757,"Насосная станция GRUNDFOS","PUST 10.30.D.S.PE.AP50",{"v":4068,"d":"4,068"},"J4"]
[95918759,"Насосная станция GRUNDFOS","PUST 10.30.D.S.PE.DPEF",{"v":4306,"d":"4,306"},"J4"]
[95918761,"Насосная станция GRUNDFOS","PUST 10.30.D.W.SS.SEG",{"v":7135,"d":"7,135"},"J4"]
[95918769,"Насосная станция GRUNDFOS","PUST 10.35.D.A.SS.APB",{"v":8370,"d":"8,370"},"J4"]
[95918770,"Насосная станция GRUNDFOS","PUST 10.35.D.A.SS.DPSE",{"v":10152,"d":"10,152"},"J4"]
[95918767,"Насосная станция GRUNDFOS","PUST 10.35.D.A.SS.SEG",{"v":8209,"d":"8,209"},"J4"]
[95918765,"Насосная станция GRUNDFOS","PUST 10.35.D.S.PE.AP35",{"v":4806,"d":"4,806"},"J4"]
[95918764,"Насосная станция GRUNDFOS","PUST 10.35.D.S.PE.AP50",{"v":4852,"d":"4,852"},"J4"]
[95918766,"Насосная станция GRUNDFOS","PUST 10.35.D.S.PE.DPEF",{"v":5013,"d":"5,013"},"J4"]
[95918768,"Насосная станция GRUNDFOS","PUST 10.35.D.W.SS.SEG",{"v":8528,"d":"8,528"},"J4"]
[95918776,"Насосная станция GRUNDFOS","PUST 10.40.D.A.SS.APB",{"v":8719,"d":"8,719"},"J4"]
[95918777,"Насосная станция GRUNDFOS","PUST 10.40.D.A.SS.DPSE",{"v":10497,"d":"10,497"},"J4"]
[95918775,"Насосная станция GRUNDFOS","PUST 10.40.D.A.SS.SEG",{"v":8718,"d":"8,718"},"J4"]
[95918772,"Насосная станция GRUNDFOS","PUST 10.40.D.S.PE.AP35",{"v":5378,"d":"5,378"},"J4"]
[95918771,"Насосная станция GRUNDFOS","PUST 10.40.D.S.PE.AP50",{"v":5309,"d":"5,309"},"J4"]
[95918773,"Насосная станция GRUNDFOS","PUST 10.40.D.S.PE.DPEF",{"v":5516,"d":"5,516"},"J4"]
[95918774,"Насосная станция GRUNDFOS","PUST 10.40.D.W.SS.SEG",{"v":9089,"d":"9,089"},"J4"]
[96235288,"Насосная станция GRUNDFOS","PUST04.20.S.S.PE.KP",847,"J4"]
[96235293,"Насосная станция GRUNDFOS","PUST06.20.S.A.SS.APB",{"v":2548,"d":"2,548"},"J4"]
[96235289,"Насосная станция GRUNDFOS","PUST06.20.S.A.SS.SEG",{"v":2560,"d":"2,560"},"J4"]
[96235297,"Насосная станция GRUNDFOS","PUST06.20.S.S.PE.AP35",{"v":1263,"d":"1,263"},"J4"]
[96235295,"Насосная станция GRUNDFOS","PUST06.20.S.S.PE.AP50",{"v":1265,"d":"1,265"},"J4"]
[96235299,"Насосная станция GRUNDFOS","PUST06.20.S.S.PE.DP/EF",{"v":1540,"d":"1,540"},"J4"]
[96235291,"Насосная станция GRUNDFOS","PUST06.20.S.W.SS.SEG",{"v":2648,"d":"2,648"},"J4"]
[96235294,"Насосная станция GRUNDFOS","PUST06.25.S.A.SS.APB",{"v":2769,"d":"2,769"},"J4"]
[96235290,"Насосная станция GRUNDFOS","PUST06.25.S.A.SS.SEG",{"v":2891,"d":"2,891"},"J4"]
[96235298,"Насосная станция GRUNDFOS","PUST06.25.S.S.PE.AP35",{"v":1403,"d":"1,403"},"J4"]
[96235296,"Насосная станция GRUNDFOS","PUST06.25.S.S.PE.AP50",{"v":1401,"d":"1,401"},"J4"]
[96235300,"Насосная станция GRUNDFOS","PUST06.25.S.S.PE.DP/EF",{"v":1699,"d":"1,699"},"J4"]
[96235292,"Насосная станция GRUNDFOS","PUST06.25.S.W.SS.SEG",{"v":2871,"d":"2,871"},"J4"]
[96235276,"Насосная станция GRUNDFOS","PUST08.15.S.A.SS.APB",{"v":2570,"d":"2,570"},"J4"]
[96235270,"Насосная станция GRUNDFOS","PUST08.15.S.A.SS.SEG",{"v":2510,"d":"2,510"},"J4"]
[96235282,"Насосная станция GRUNDFOS","PUST08.15.S.S.PE.AP35",{"v":1383,"d":"1,383"},"J4"]
[96235279,"Насосная станция GRUNDFOS","PUST08.15.S.S.PE.AP50",{"v":1386,"d":"1,386"},"J4"]
[96235285,"Насосная станция GRUNDFOS","PUST08.15.S.S.PE.DP/EF",{"v":1643,"d":"1,643"},"J4"]
[96235273,"Насосная станция GRUNDFOS","PUST08.15.S.W.SS.SEG",{"v":2691,"d":"2,691"},"J4"]
[96235277,"Насосная станция GRUNDFOS","PUST08.20.S.A.SS.APB",{"v":2841,"d":"2,841"},"J4"]
[96235271,"Насосная станция GRUNDFOS","PUST08.20.S.A.SS.SEG",{"v":2771,"d":"2,771"},"J4"]
[96235283,"Насосная станция GRUNDFOS","PUST08.20.S.S.PE.AP35",{"v":1556,"d":"1,556"},"J4"]
[96235280,"Насосная станция GRUNDFOS","PUST08.20.S.S.PE.AP50",{"v":1558,"d":"1,558"},"J4"]
[96235286,"Насосная станция GRUNDFOS","PUST08.20.S.S.PE.DP/EF",{"v":1833,"d":"1,833"},"J4"]
[96235274,"Насосная станция GRUNDFOS","PUST08.20.S.W.SS.SEG",{"v":2940,"d":"2,940"},"J4"]
[96235278,"Насосная станция GRUNDFOS","PUST08.25.S.A.SS.APB",{"v":3093,"d":"3,093"},"J4"]
[96235272,"Насосная станция GRUNDFOS","PUST08.25.S.A.SS.SEG",{"v":3125,"d":"3,125"},"J4"]
[96235284,"Насосная станция GRUNDFOS","PUST08.25.S.S.PE.AP35",{"v":1726,"d":"1,726"},"J4"]
[96235281,"Насосная станция GRUNDFOS","PUST08.25.S.S.PE.AP50",{"v":1725,"d":"1,725"},"J4"]
[96235287,"Насосная станция GRUNDFOS","PUST08.25.S.S.PE.DP/EF",{"v":2023,"d":"2,023"},"J4"]
[96235275,"Насосная станция GRUNDFOS","PUST08.25.S.W.SS.SEG",{"v":3195,"d":"3,195"},"J4"]
[96235326,"Насосная станция GRUNDFOS","PUST10.20.D.A.SS.APB",{"v":4895,"d":"4,895"},"J4"]
[96235334,"Насосная станция GRUNDFOS","PUST10.20.D.A.SS.DP/SE",{"v":8298,"d":"8,298"},"J4"]
[96235322,"Насосная станция GRUNDFOS","PUST10.20.D.A.SS.SEG",{"v":4866,"d":"4,866"},"J4"]
[96235330,"Насосная станция GRUNDFOS","PUST10.20.D.S.PE.AP35",{"v":2809,"d":"2,809"},"J4"]
[96235328,"Насосная станция GRUNDFOS","PUST10.20.D.S.PE.AP50",{"v":3209,"d":"3,209"},"J4"]
[96235332,"Насосная станция GRUNDFOS","PUST10.20.D.S.PE.DP/EF",{"v":3241,"d":"3,241"},"J4"]
[96235324,"Насосная станция GRUNDFOS","PUST10.20.D.W.SS.SEG",{"v":5095,"d":"5,095"},"J4"]
[96235308,"Насосная станция GRUNDFOS","PUST10.20.S.A.SS.APB",{"v":3295,"d":"3,295"},"J4"]
[96235320,"Насосная станция GRUNDFOS","PUST10.20.S.A.SS.DP/SE",{"v":5032,"d":"5,032"},"J4"]
[96235302,"Насосная станция GRUNDFOS","PUST10.20.S.A.SS.SEG",{"v":3207,"d":"3,207"},"J4"]
[96235314,"Насосная станция GRUNDFOS","PUST10.20.S.S.PE.AP35",{"v":2010,"d":"2,010"},"J4"]
[96235311,"Насосная станция GRUNDFOS","PUST10.20.S.S.PE.AP50",{"v":2090,"d":"2,090"},"J4"]
[96235317,"Насосная станция GRUNDFOS","PUST10.20.S.S.PE.DP/EF",{"v":2287,"d":"2,287"},"J4"]
[96235305,"Насосная станция GRUNDFOS","PUST10.20.S.W.SS.SEG",{"v":3394,"d":"3,394"},"J4"]
[96235327,"Насосная станция GRUNDFOS","PUST10.25.D.A.SS.APB",{"v":5400,"d":"5,400"},"J4"]
[98105576,"Насосная станция GRUNDFOS","PUST10.25.D.A.SS.DP/EF",{"v":4261,"d":"4,261"},"J4"]
[96235335,"Насосная станция GRUNDFOS","PUST10.25.D.A.SS.DP/SE",{"v":8717,"d":"8,717"},"J4"]
[96235323,"Насосная станция GRUNDFOS","PUST10.25.D.A.SS.SEG",{"v":5401,"d":"5,401"},"J4"]
[96235331,"Насосная станция GRUNDFOS","PUST10.25.D.S.PE.AP35",{"v":3150,"d":"3,150"},"J4"]
[96235329,"Насосная станция GRUNDFOS","PUST10.25.D.S.PE.AP50",{"v":3148,"d":"3,148"},"J4"]
[96235333,"Насосная станция GRUNDFOS","PUST10.25.D.S.PE.DP/EF",{"v":3621,"d":"3,621"},"J4"]
[96235325,"Насосная станция GRUNDFOS","PUST10.25.D.W.SS.SEG",{"v":5604,"d":"5,604"},"J4"]
[96235309,"Насосная станция GRUNDFOS","PUST10.25.S.A.SS.APB",{"v":3685,"d":"3,685"},"J4"]
[98105573,"Насосная станция GRUNDFOS","PUST10.25.S.A.SS.DP/EF",{"v":3586,"d":"3,586"},"J4"]
[96235321,"Насосная станция GRUNDFOS","PUST10.25.S.A.SS.DP/SE",{"v":5359,"d":"5,359"},"J4"]
[96235303,"Насосная станция GRUNDFOS","PUST10.25.S.A.SS.SEG",{"v":3576,"d":"3,576"},"J4"]
[96235315,"Насосная станция GRUNDFOS","PUST10.25.S.S.PE.AP35",{"v":2180,"d":"2,180"},"J4"]
[96235312,"Насосная станция GRUNDFOS","PUST10.25.S.S.PE.AP50",{"v":2179,"d":"2,179"},"J4"]
[96235318,"Насосная станция GRUNDFOS","PUST10.25.S.S.PE.DP/EF",{"v":2477,"d":"2,477"},"J4"]
[96235306,"Насосная станция GRUNDFOS","PUST10.25.S.W.SS.SEG",{"v":3649,"d":"3,649"},"J4"]
[96739056,"Насосная станция GRUNDFOS","PUST10.30.S.A.SS.DP/SE",{"v":5873,"d":"5,873"},"J4"]
[96738193,"Насосная станция GRUNDFOS","PUST10.30.S.A.SS.SEG",{"v":4565,"d":"4,565"},"J4"]
[96738700,"Насосная станция GRUNDFOS","PUST10.30.S.S.PE.DP/EF",{"v":3179,"d":"3,179"},"J4"]
[96944614,"Шкаф управления GRUNDFOS","RE-Control MPC-E 1x45 ESS-I + Pack",{"v":14871,"d":"14,871"},"H"]
[96944620,"Шкаф управления GRUNDFOS","RE-Control MPC-E 2x45 ESS-I+Pack",{"v":24877,"d":"24,877"},"H"]
[96944621,"Шкаф управления GRUNDFOS","RE-Control MPC-E 2x55 ESS-I+Pack",{"v":30310,"d":"30,310"},"H"]
[96944628,"Шкаф управления GRUNDFOS","RE-Control MPC-E 3x75 ESS-I+Pack",{"v":46382,"d":"46,382"},"H"]
[96406611,"Релейный модуль сигнализации и защиты GRUNDFOS","Relay Module 1x230-240V Service",208,"E1"]
[96406609,"Релейный модуль сигнализации и защиты GRUNDFOS","Relay module 3x400-415V Service",221,"E1"]
[96409231,"Комплект релейных модулей сигнализации и защиты GRUNDFOS","Relay Module Set, 1x230-240V",404,"E1"]
[96409229,"Комплект релейных модулей сигнализации и защиты GRUNDFOS","Relay Module Set, 3x400-415V",189,"E1"]
["00ID8724","Реле уровня GRUNDFOS","Relay RM4-LA11 MU7",334,"Z"]
[96295888,"Предохранительный клапан GRUNDFOS","Relief press.valve DN20 PP/E",533,"ZM1"]
[96295889,"Предохранительный клапан GRUNDFOS","Relief press.valve DN20 PP/V",533,"ZM1"]
[96295890,"Предохранительный клапан GRUNDFOS","Relief press.valve DN20 PVC/E",427,"ZM1"]
[96295891,"Предохранительный клапан GRUNDFOS","Relief press.valve DN20 PVC/V",427,"ZM1"]
[96295892,"Предохранительный клапан GRUNDFOS","Relief press.valve DN20 SS",{"v":1340,"d":"1,340"},"ZM1"]
[96295893,"Предохранительный клапан GRUNDFOS","Relief press.valve DN32 PP/E",899,"ZM1"]
[96295894,"Предохранительный клапан GRUNDFOS","Relief press.valve DN32 PP/V",899,"ZM1"]
[96295895,"Предохранительный клапан GRUNDFOS","Relief press.valve DN32 PVC/E",764,"ZM1"]
[96295896,"Предохранительный клапан GRUNDFOS","Relief press.valve DN32 PVC/V",764,"ZM1"]
[96295897,"Предохранительный клапан GRUNDFOS","Relief press.valve DN32 SS",{"v":2512,"d":"2,512"},"ZM1"]
[95704476,"Резервуар для химических реагентов GRUNDFOS","replaced by 98173752",{"v":4119,"d":"4,119"},"ZM1"]
[97508988,"Фиксатор муфты GRUNDFOS","Retainer f/coupling guard 220 mm PDC 146",{"v":25873,"d":"25,873"},"H"]
[96936845,"Кольцевое основание GRUNDFOS","Ring stand, SE-45P564024G0",127,"Z"]
[96936843,"Кольцевое основание GRUNDFOS","Ring Stand, WO-33P762024G0-CH",24,"Z"]
[96936844,"Кольцевое основание GRUNDFOS","Ring Stand, WO-401162024G0-CH",40,"Z"]
[96102255,"Кольцевое основание с коленом 90°, штуцером для шланга GRUNDFOS","Ringstand DN100 cpl.",218,"Z"]
[96102383,"Кольцевое основание с коленом 90°, штуцером с внешней резьбой GRUNDFOS","Ringstand DN100 w. thread cpl.",191,"Z"]
[96102382,"Кольцевое основание с коленом 90°, штуцером с внешней резьбой GRUNDFOS","Ringstand DN100/80 w. thread cpl.",166,"Z"]
[96102313,"Кольцевое основание с коленом 90°, штуцером для шланга GRUNDFOS","Ringstand DN100/DN80 cpl.",189,"Z"]
[96102256,"Кольцевое основание с коленом 90°, штуцером для шланга GRUNDFOS","Ringstand DN150 cpl.",{"v":1190,"d":"1,190"},"Z"]
[96102385,"Кольцевое основание с коленом 90°, штуцером с внешней резьбой GRUNDFOS","Ringstand DN150 w. thread cpl.",{"v":1251,"d":"1,251"},"Z"]
[96102384,"Кольцевое основание с коленом 90°, штуцером с внешней резьбой GRUNDFOS","Ringstand DN150/100 w. thread cpl.",916,"Z"]
[96102314,"Кольцевое основание с коленом 90°, штуцером для шланга GRUNDFOS","Ringstand DN150/DN100 cpl.",{"v":1004,"d":"1,004"},"Z"]
[96102253,"Кольцевое основание с коленом 90°, штуцером для шланга GRUNDFOS","Ringstand DN65 cpl.",164,"Z"]
[96102379,"Кольцевое основание с коленом 90°, штуцером с внешней резьбой GRUNDFOS","Ringstand DN65 w. thread cpl.",145,"Z"]
[96102378,"Кольцевое основание с коленом 90°, штуцером для шланга GRUNDFOS","Ringstand DN65/80 cpl.",160,"Z"]
[96102380,"Кольцевое основание с коленом 90°, штуцером с внешней резьбой GRUNDFOS","Ringstand DN65/80 m. gevind kpl.",160,"Z"]
[96102254,"Кольцевое основание с коленом 90°, штуцером для шланга GRUNDFOS","Ringstand DN80 cpl.",176,"Z"]
[96102381,"Кольцевое основание с коленом 90°, штуцером с внешней резьбой GRUNDFOS","Ringstand DN80 w. thread cpl.",156,"Z"]
[96943236,"Кольцевое основание с коленом 90°, штуцером для шланга GRUNDFOS","Ringstand DN80/100 cpl.",212,"Z"]
[96943237,"Кольцевое основание с коленом 90°, штуцером с внешней резьбой GRUNDFOS","Ringstand DN80/100 w. thread",192,"Z"]
[96102439,"Кольцевое основание с коленом 90°, штуцером для шланга GRUNDFOS","Ringstand DN80/65 cpl.",145,"Z"]
[96102440,"Кольцевое основание с коленом 90°, штуцером с внешней резьбой GRUNDFOS","Ringstand DN80/65 w. thread cpl.",145,"Z"]
[91069841,"Коллектор фланцевый GRUNDFOS","ROHR-HOSEN 3xDN100, PN10,1.4571 o.Sp?an",{"v":1268,"d":"1,268"},"Z"]
["00ID9083","Стояк насоса GRUNDFOS","ROHR-STEIG PVC-U DN20 1,0M",46,"Z"]
["00ID9084","Стояк насоса GRUNDFOS","ROHR-STEIG PVC-U DN20 2,0M",53,"Z"]
[505532,"Резьбовое трубное соединение (комплект) GRUNDFOS","Rp 1 1/4\" GG",10,"A1"]
[525153,"Резьбовое трубное соединение (комплект) GRUNDFOS","Rp 1\" GG",8,"A1"]
[525152,"Резьбовое трубное соединение (комплект) GRUNDFOS","Rp 3/4\" w/o gasket",13,"Z"]
[98071075,"Жесткая всасывающая линия GRUNDFOS","RSL-0400-2L-G5/8 PE/T/C U2",183,"ZM1"]
[98071074,"Жесткая всасывающая линия GRUNDFOS","RSL-0400-2L-G5/8 PE/V,E/C U2",166,"ZM1"]
[98071077,"Жесткая всасывающая линия GRUNDFOS","RSL-0400-2L-G5/8 PV/T/C U2",348,"ZM1"]
[98071076,"Жесткая всасывающая линия GRUNDFOS","RSL-0400-2L-G5/8 PV/V,E/C U2",335,"ZM1"]
[98070979,"Жесткая всасывающая линия GRUNDFOS","RSL-0400-NL-G5/8 PE/T/C U2",116,"ZM1"]
[98070978,"Жесткая всасывающая линия GRUNDFOS","RSL-0400-NL-G5/8 PE/V,E/C U2",103,"ZM1"]
[98070981,"Жесткая всасывающая линия GRUNDFOS","RSL-0400-NL-G5/8 PV/T/C U2",269,"ZM1"]
[98070980,"Жесткая всасывающая линия GRUNDFOS","RSL-0400-NL-G5/8 PV/V,E/C U2",255,"ZM1"]
[98071087,"Жесткая всасывающая линия GRUNDFOS","RSL-0500-2L-G5/8 PE/T/C U2",183,"ZM1"]
[98071086,"Жесткая всасывающая линия GRUNDFOS","RSL-0500-2L-G5/8 PE/V,E/C U2",166,"ZM1"]
[98071089,"Жесткая всасывающая линия GRUNDFOS","RSL-0500-2L-G5/8 PV/T/C U2",348,"ZM1"]
[98071088,"Жесткая всасывающая линия GRUNDFOS","RSL-0500-2L-G5/8 PV/V,E/C U2",335,"ZM1"]
[98070991,"Жесткая всасывающая линия GRUNDFOS","RSL-0500-NL-G5/8 PE/T/C U2",116,"ZM1"]
[98070990,"Жесткая всасывающая линия GRUNDFOS","RSL-0500-NL-G5/8 PE/V,E/C U2",103,"ZM1"]
[98070993,"Жесткая всасывающая линия GRUNDFOS","RSL-0500-NL-G5/8 PV/T/C U2",269,"ZM1"]
[98070992,"Жесткая всасывающая линия GRUNDFOS","RSL-0500-NL-G5/8 PV/V,E/C U2",255,"ZM1"]
[98071099,"Жесткая всасывающая линия GRUNDFOS","RSL-0570-2L-G5/8 PE/T/C U2",183,"ZM1"]
[98071098,"Жесткая всасывающая линия GRUNDFOS","RSL-0570-2L-G5/8 PE/V,E/C U2",166,"ZM1"]
[98071101,"Жесткая всасывающая линия GRUNDFOS","RSL-0570-2L-G5/8 PV/T/C U2",348,"ZM1"]
[98071100,"Жесткая всасывающая линия GRUNDFOS","RSL-0570-2L-G5/8 PV/V,E/C U2",335,"ZM1"]
[98071003,"Жесткая всасывающая линия GRUNDFOS","RSL-0570-NL-G5/8 PE/T/C U2",116,"ZM1"]
[98071002,"Жесткая всасывающая линия GRUNDFOS","RSL-0570-NL-G5/8 PE/V,E/C U2",103,"ZM1"]
[98071005,"Жесткая всасывающая линия GRUNDFOS","RSL-0570-NL-G5/8 PV/T/C U2",269,"ZM1"]
[98071004,"Жесткая всасывающая линия GRUNDFOS","RSL-0570-NL-G5/8 PV/V,E/C U2",255,"ZM1"]
[98071111,"Жесткая всасывающая линия GRUNDFOS","RSL-0690-2L-G5/8 PE/T/C U2",183,"ZM1"]
[98071110,"Жесткая всасывающая линия GRUNDFOS","RSL-0690-2L-G5/8 PE/V,E/C U2",166,"ZM1"]
[98071113,"Жесткая всасывающая линия GRUNDFOS","RSL-0690-2L-G5/8 PV/T/C U2",348,"ZM1"]
[98071112,"Жесткая всасывающая линия GRUNDFOS","RSL-0690-2L-G5/8 PV/V,E/C U2",335,"ZM1"]
[98071015,"Жесткая всасывающая линия GRUNDFOS","RSL-0690-NL-G5/8 PE/T/C U2",116,"ZM1"]
[98071014,"Жесткая всасывающая линия GRUNDFOS","RSL-0690-NL-G5/8 PE/V,E/C U2",103,"ZM1"]
[98071017,"Жесткая всасывающая линия GRUNDFOS","RSL-0690-NL-G5/8 PV/T/C U2",269,"ZM1"]
[98071016,"Жесткая всасывающая линия GRUNDFOS","RSL-0690-NL-G5/8 PV/V,E/C U2",255,"ZM1"]
[98071123,"Жесткая всасывающая линия GRUNDFOS","RSL-0820-2L-G5/8 PE/T/C U2",183,"ZM1"]
[98071122,"Жесткая всасывающая линия GRUNDFOS","RSL-0820-2L-G5/8 PE/V,E/C U2",166,"ZM1"]
[98071125,"Жесткая всасывающая линия GRUNDFOS","RSL-0820-2L-G5/8 PV/T/C U2",364,"ZM1"]
[98071124,"Жесткая всасывающая линия GRUNDFOS","RSL-0820-2L-G5/8 PV/V,E/C U2",352,"ZM1"]
[98071027,"Жесткая всасывающая линия GRUNDFOS","RSL-0820-NL-G5/8 PE/T/C U2",116,"ZM1"]
[98071026,"Жесткая всасывающая линия GRUNDFOS","RSL-0820-NL-G5/8 PE/V,E/C U2",103,"ZM1"]
[98071029,"Жесткая всасывающая линия GRUNDFOS","RSL-0820-NL-G5/8 PV/T/C U2",288,"ZM1"]
[98071028,"Жесткая всасывающая линия GRUNDFOS","RSL-0820-NL-G5/8 PV/V,E/C U2",274,"ZM1"]
[98071135,"Жесткая всасывающая линия GRUNDFOS","RSL-0980-2L-G5/8 PE/T/C U2",183,"ZM1"]
[98071134,"Жесткая всасывающая линия GRUNDFOS","RSL-0980-2L-G5/8 PE/V,E/C U2",166,"ZM1"]
[98071137,"Жесткая всасывающая линия GRUNDFOS","RSL-0980-2L-G5/8 PV/T/C U2",364,"ZM1"]
[98071136,"Жесткая всасывающая линия GRUNDFOS","RSL-0980-2L-G5/8 PV/V,E/C U2",352,"ZM1"]
[98071039,"Жесткая всасывающая линия GRUNDFOS","RSL-0980-NL-G5/8 PE/T/C U2",116,"ZM1"]
[98071038,"Жесткая всасывающая линия GRUNDFOS","RSL-0980-NL-G5/8 PE/V,E/C U2",103,"ZM1"]
[98071041,"Жесткая всасывающая линия GRUNDFOS","RSL-0980-NL-G5/8 PV/T/C U2",288,"ZM1"]
[98071040,"Жесткая всасывающая линия GRUNDFOS","RSL-0980-NL-G5/8 PV/V,E/C U2",274,"ZM1"]
[98071147,"Жесткая всасывающая линия GRUNDFOS","RSL-1100-2L-G5/8 PE/T/C U2",183,"ZM1"]
[98071146,"Жесткая всасывающая линия GRUNDFOS","RSL-1100-2L-G5/8 PE/V,E/C U2",166,"ZM1"]
[98071149,"Жесткая всасывающая линия GRUNDFOS","RSL-1100-2L-G5/8 PV/T/C U2",386,"ZM1"]
[98071148,"Жесткая всасывающая линия GRUNDFOS","RSL-1100-2L-G5/8 PV/V,E/C U2",371,"ZM1"]
[98071051,"Жесткая всасывающая линия GRUNDFOS","RSL-1100-NL-G5/8 PE/T/C U2",116,"ZM1"]
[98071050,"Жесткая всасывающая линия GRUNDFOS","RSL-1100-NL-G5/8 PE/V,E/C U2",103,"ZM1"]
[98071053,"Жесткая всасывающая линия GRUNDFOS","RSL-1100-NL-G5/8 PV/T/C U2",307,"ZM1"]
[98071052,"Жесткая всасывающая линия GRUNDFOS","RSL-1100-NL-G5/8 PV/V,E/C U2",294,"ZM1"]
[98071159,"Жесткая всасывающая линия GRUNDFOS","RSL-1200-2L-G5/8 PE/T/C U2",183,"ZM1"]
[98071158,"Жесткая всасывающая линия GRUNDFOS","RSL-1200-2L-G5/8 PE/V,E/C U2",166,"ZM1"]
[98071161,"Жесткая всасывающая линия GRUNDFOS","RSL-1200-2L-G5/8 PV/T/C U2",386,"ZM1"]
[98071160,"Жесткая всасывающая линия GRUNDFOS","RSL-1200-2L-G5/8 PV/V,E/C U2",371,"ZM1"]
[98071063,"Жесткая всасывающая линия GRUNDFOS","RSL-1200-NL-G5/8 PE/T/C U2",116,"ZM1"]
[98071062,"Жесткая всасывающая линия GRUNDFOS","RSL-1200-NL-G5/8 PE/V,E/C U2",103,"ZM1"]
[98071065,"Жесткая всасывающая линия GRUNDFOS","RSL-1200-NL-G5/8 PV/T/C U2",307,"ZM1"]
[98071064,"Жесткая всасывающая линия GRUNDFOS","RSL-1200-NL-G5/8 PV/V,E/C U2",294,"ZM1"]
[91074487,"Резиновый компенсатор GRUNDFOS","RUBBER COMPENSATOR DN32 PN16 1.4571 EPDM",656,"Z"]
[91074488,"Резиновый компенсатор GRUNDFOS","RUBBER COMPENSATOR DN40 PN16 1.4571 EPDM",670,"Z"]
[91074489,"Резиновый компенсатор GRUNDFOS","RUBBER COMPENSATOR DN50 PN16 1.4571 EPDM",693,"Z"]
[91074490,"Резиновый компенсатор GRUNDFOS","RUBBER COMPENSATOR DN65 PN16 1.4571 EPDM",858,"Z"]
[91074491,"Резиновый компенсатор GRUNDFOS","RUBBER COMPENSATOR DN80 PN16 1.4571 EPDM",942,"Z"]
["00ID9057","Резиновый компенсатор GRUNDFOS","RUBBER COMPENSATOR R2\" PN16 BRASS",609,"Z"]
["00ID6866","Резиновый компенсатор GRUNDFOS","Rubber condensor dn100",451,"Z"]
["00ID6863","Резиновый компенсатор GRUNDFOS","Rubber condensor dn50",353,"Z"]
["00ID6864","Резиновый компенсатор GRUNDFOS","Rubber condensor dn65",376,"Z"]
["00ID6865","Резиновый компенсатор GRUNDFOS","Rubber condensor dn80",407,"Z"]
[98337005,"Шкаф управления GRUNDFOS","RU-Control DC-E 1x1,5-3A ESS-ABP-II-4",{"v":5687,"d":"5,687"},"Z"]
[98336981,"Шкаф управления GRUNDFOS","RU-Control DC-E 1x1,5-3A ESS-II-4",{"v":4675,"d":"4,675"},"Z"]
[98337009,"Шкаф управления GRUNDFOS","RU-Control DC-E 1x12-15A ESS-ABP-II-4",{"v":6728,"d":"6,728"},"Z"]
[98336985,"Шкаф управления GRUNDFOS","RU-Control DC-E 1x12-15A ESS-II-4",{"v":5716,"d":"5,716"},"Z"]
[98337010,"Шкаф управления GRUNDFOS","RU-Control DC-E 1x15-22A ESS-ABP-II-4",{"v":7146,"d":"7,146"},"Z"]
[98336986,"Шкаф управления GRUNDFOS","RU-Control DC-E 1x15-22A ESS-II-4",{"v":6135,"d":"6,135"},"Z"]
[98337026,"Шкаф управления GRUNDFOS","RU-Control DC-E 1x22-30A ESS-ABP-II-4",{"v":7750,"d":"7,750"},"Z"]
[98336989,"Шкаф управления GRUNDFOS","RU-Control DC-E 1x22-30A ESS-II-4",{"v":6756,"d":"6,756"},"Z"]
[98337027,"Шкаф управления GRUNDFOS","RU-Control DC-E 1x30-35A ESS-ABP-II-4",{"v":8837,"d":"8,837"},"Z"]
[98336990,"Шкаф управления GRUNDFOS","RU-Control DC-E 1x30-35A ESS-II-4",{"v":7747,"d":"7,747"},"Z"]
[98337028,"Шкаф управления GRUNDFOS","RU-Control DC-E 1x35-41A ESS-ABP-I-4",{"v":9993,"d":"9,993"},"Z"]
[98337001,"Шкаф управления GRUNDFOS","RU-Control DC-E 1x35-41A ESS-I-4",{"v":8935,"d":"8,935"},"Z"]
[98337006,"Шкаф управления GRUNDFOS","RU-Control DC-E 1x3-5A ESS-ABP-II-4",{"v":6028,"d":"6,028"},"Z"]
[98336982,"Шкаф управления GRUNDFOS","RU-Control DC-E 1x3-5A ESS-II-4",{"v":5016,"d":"5,016"},"Z"]
[98337029,"Шкаф управления GRUNDFOS","RU-Control DC-E 1x41-57A ESS-ABP-I-4",{"v":10999,"d":"10,999"},"Z"]
[98337002,"Шкаф управления GRUNDFOS","RU-Control DC-E 1x41-57A ESS-I-4",{"v":9828,"d":"9,828"},"Z"]
[98337007,"Шкаф управления GRUNDFOS","RU-Control DC-E 1x5-9A ESS-ABP-II-4",{"v":6259,"d":"6,259"},"Z"]
[98336983,"Шкаф управления GRUNDFOS","RU-Control DC-E 1x5-9A ESS-II-4",{"v":5247,"d":"5,247"},"Z"]
[98337008,"Шкаф управления GRUNDFOS","RU-Control DC-E 1x9-12A ESS-ABP-II-4",{"v":6519,"d":"6,519"},"Z"]
[98336984,"Шкаф управления GRUNDFOS","RU-Control DC-E 1x9-12A ESS-II-4",{"v":5507,"d":"5,507"},"Z"]
[98341715,"Шкаф управления GRUNDFOS","RU-Control DC-E 2x1,5-3A ESS-ABP-II-4",{"v":7006,"d":"7,006"},"Z"]
[98339340,"Шкаф управления GRUNDFOS","RU-Control DC-E 2x1,5-3A ESS-II-4",{"v":5927,"d":"5,927"},"Z"]
[98341720,"Шкаф управления GRUNDFOS","RU-Control DC-E 2x12-15A ESS-ABP-II-4",{"v":9353,"d":"9,353"},"Z"]
[98339654,"Шкаф управления GRUNDFOS","RU-Control DC-E 2x12-15A ESS-II-4",{"v":8069,"d":"8,069"},"Z"]
[98341721,"Шкаф управления GRUNDFOS","RU-Control DC-E 2x15-22A ESS-ABP-II-4",{"v":10472,"d":"10,472"},"Z"]
[98341724,"Шкаф управления GRUNDFOS","RU-Control DC-E 2x22-30A ESS-ABP-I-4",{"v":13647,"d":"13,647"},"Z"]
[98339656,"Шкаф управления GRUNDFOS","RU-Control DC-E 2x22-30A ESS-I-4",{"v":11578,"d":"11,578"},"Z"]
[98341725,"Шкаф управления GRUNDFOS","RU-Control DC-E 2x30-35A ESS-ABP-I-4",{"v":15504,"d":"15,504"},"Z"]
[98339657,"Шкаф управления GRUNDFOS","RU-Control DC-E 2x30-35A ESS-I-4",{"v":13185,"d":"13,185"},"Z"]
[98341726,"Шкаф управления GRUNDFOS","RU-Control DC-E 2x35-41A ESS-ABP-I-4",{"v":17095,"d":"17,095"},"Z"]
[98339658,"Шкаф управления GRUNDFOS","RU-Control DC-E 2x35-41A ESS-I-4",{"v":13727,"d":"13,727"},"Z"]
[98341716,"Шкаф управления GRUNDFOS","RU-Control DC-E 2x3-5A ESS-ABP-II-4",{"v":7777,"d":"7,777"},"Z"]
[98339651,"Шкаф управления GRUNDFOS","RU-Control DC-E 2x3-5A ESS-II-4",{"v":6644,"d":"6,644"},"Z"]
[98341727,"Шкаф управления GRUNDFOS","RU-Control DC-E 2x41-57A ESS-ABP-I-4",{"v":20888,"d":"20,888"},"Z"]
[98339659,"Шкаф управления GRUNDFOS","RU-Control DC-E 2x41-57A ESS-I-4",{"v":16172,"d":"16,172"},"Z"]
[98341718,"Шкаф управления GRUNDFOS","RU-Control DC-E 2x5-9A ESS-ABP-II-4",{"v":8298,"d":"8,298"},"Z"]
[98339652,"Шкаф управления GRUNDFOS","RU-Control DC-E 2x5-9A ESS-II-4",{"v":7114,"d":"7,114"},"Z"]
[98341719,"Шкаф управления GRUNDFOS","RU-Control DC-E 2x9-12A ESS-ABP-II-4",{"v":8928,"d":"8,928"},"Z"]
[98339653,"Шкаф управления GRUNDFOS","RU-Control DC-E 2x9-12A ESS-II-4",{"v":7654,"d":"7,654"},"Z"]
[98368396,"Шкаф управления GRUNDFOS","RU-Control DC-E 3x1,5-3A ESS-ABP-I-4",{"v":9165,"d":"9,165"},"Z"]
[98367956,"Шкаф управления GRUNDFOS","RU-Control DC-E 3x1,5-3A ESS-II-4",{"v":6892,"d":"6,892"},"Z"]
[98368400,"Шкаф управления GRUNDFOS","RU-Control DC-E 3x12-15A ESS-ABP-I-4",{"v":14094,"d":"14,094"},"Z"]
[98368411,"Шкаф управления GRUNDFOS","RU-Control DC-E 3x15-22A ESS-ABP-I-4",{"v":15712,"d":"15,712"},"Z"]
[98367971,"Шкаф управления GRUNDFOS","RU-Control DC-E 3x15-22A ESS-I-4",{"v":14025,"d":"14,025"},"Z"]
[98368412,"Шкаф управления GRUNDFOS","RU-Control DC-E 3x22-30A ESS-ABP-I-4",{"v":17613,"d":"17,613"},"Z"]
[98367973,"Шкаф управления GRUNDFOS","RU-Control DC-E 3x22-30A ESS-I-4",{"v":15529,"d":"15,529"},"Z"]
[98368413,"Шкаф управления GRUNDFOS","RU-Control DC-E 3x30-35A ESS-ABP-I-4",{"v":20226,"d":"20,226"},"Z"]
[98367974,"Шкаф управления GRUNDFOS","RU-Control DC-E 3x30-35A ESS-I-4",{"v":18185,"d":"18,185"},"Z"]
[98368414,"Шкаф управления GRUNDFOS","RU-Control DC-E 3x35-41A ESS-ABP-I-4",{"v":24362,"d":"24,362"},"Z"]
[98367975,"Шкаф управления GRUNDFOS","RU-Control DC-E 3x35-41A ESS-I-4",{"v":20829,"d":"20,829"},"Z"]
[98368397,"Шкаф управления GRUNDFOS","RU-Control DC-E 3x3-5A ESS-ABP-I-4",{"v":10178,"d":"10,178"},"Z"]
[98367957,"Шкаф управления GRUNDFOS","RU-Control DC-E 3x3-5A ESS-II-4",{"v":7769,"d":"7,769"},"Z"]
[98368415,"Шкаф управления GRUNDFOS","RU-Control DC-E 3x41-57A ESS-ABP-I-4",{"v":29057,"d":"29,057"},"Z"]
[98367976,"Шкаф управления GRUNDFOS","RU-Control DC-E 3x41-57A ESS-I-4",{"v":26285,"d":"26,285"},"Z"]
[98368398,"Шкаф управления GRUNDFOS","RU-Control DC-E 3x5-9A ESS-ABP-I-4",{"v":11123,"d":"11,123"},"Z"]
[98367958,"Шкаф управления GRUNDFOS","RU-Control DC-E 3x5-9A ESS-II-4",{"v":9091,"d":"9,091"},"Z"]
[98368399,"Шкаф управления GRUNDFOS","RU-Control DC-E 3x9-12A ESS-ABP-I-4",{"v":12786,"d":"12,786"},"Z"]
[98367959,"Шкаф управления GRUNDFOS","RU-Control DC-E 3x9-12A ESS-II-4",{"v":10225,"d":"10,225"},"Z"]
[97823539,"Шкаф управления GRUNDFOS","RU-Control DC-S 3x1,6-2,4A DOL II 4",{"v":3696,"d":"3,696"},"Z"]
[98298276,"Шкаф управления GRUNDFOS","RU-Control DC-S 3x1-1,5A DOL-ABP-II-4",{"v":4473,"d":"4,473"},"Z"]
[97823548,"Шкаф управления GRUNDFOS","RU-Control DC-S 3X13-16,9A SD II 4",{"v":5453,"d":"5,453"},"Z"]
[98329563,"Шкаф управления GRUNDFOS","RU-Control DC-S 3x13-16.9A SS-ABP-II 4",{"v":8672,"d":"8,672"},"Z"]
[98329026,"Шкаф управления GRUNDFOS","RU-Control DC-S 3x13-16.9A SS-II 4",{"v":7000,"d":"7,000"},"Z"]
[98313329,"Шкаф управления GRUNDFOS","RU-Control DC-S 3X17-19,9A SD-ABP-II 4",{"v":6989,"d":"6,989"},"Z"]
[98329564,"Шкаф управления GRUNDFOS","RU-Control DC-S 3x17-19.9A SS-ABP-II 4",{"v":9148,"d":"9,148"},"Z"]
[98329027,"Шкаф управления GRUNDFOS","RU-Control DC-S 3x17-19.9A SS-II 4",{"v":7171,"d":"7,171"},"Z"]
[98298278,"Шкаф управления GRUNDFOS","RU-Control DC-S 3x2,5-3,9A DOL-ABP-II-4",{"v":4699,"d":"4,699"},"Z"]
[97823550,"Шкаф управления GRUNDFOS","RU-Control DC-S 3X20-23,9A SD II 4",{"v":5965,"d":"5,965"},"Z"]
[98313330,"Шкаф управления GRUNDFOS","RU-Control DC-S 3X20-23,9A SD-ABP-II 4",{"v":7898,"d":"7,898"},"Z"]
[98329565,"Шкаф управления GRUNDFOS","RU-Control DC-S 3x20-23.9A SS-ABP-II 4",{"v":9670,"d":"9,670"},"Z"]
[98329028,"Шкаф управления GRUNDFOS","RU-Control DC-S 3x20-23.9A SS-II 4",{"v":7601,"d":"7,601"},"Z"]
[98313341,"Шкаф управления GRUNDFOS","RU-Control DC-S 3X24-29,9A SD-ABP-II 4",{"v":8996,"d":"8,996"},"Z"]
[98329566,"Шкаф управления GRUNDFOS","RU-Control DC-S 3x24-29.9A SS-ABP-II 4",{"v":10644,"d":"10,644"},"Z"]
[98313342,"Шкаф управления GRUNDFOS","RU-Control DC-S 3x30-36,9A SD-ABP-II 4",{"v":9829,"d":"9,829"},"Z"]
[98329568,"Шкаф управления GRUNDFOS","RU-Control DC-S 3x30-36.9A SS-ABP-II 4",{"v":11524,"d":"11,524"},"Z"]
[98329030,"Шкаф управления GRUNDFOS","RU-Control DC-S 3x30-36.9A SS-II 4",{"v":9183,"d":"9,183"},"Z"]
[98329569,"Шкаф управления GRUNDFOS","RU-Control DC-S 3x37-47.9A SS-ABP-II 4",{"v":12659,"d":"12,659"},"Z"]
[98329042,"Шкаф управления GRUNDFOS","RU-Control DC-S 3x37-47.9A SS-II 4",{"v":10288,"d":"10,288"},"Z"]
[97823543,"Шкаф управления GRUNDFOS","RU-Control DC-S 3x4-5,9A DOL II 4",{"v":3810,"d":"3,810"},"Z"]
[98298279,"Шкаф управления GRUNDFOS","RU-Control DC-S 3x4-5,9A DOL-ABP-II-4",{"v":5293,"d":"5,293"},"Z"]
[97823564,"Шкаф управления GRUNDFOS","RU-Control DC-S 3x48-59,9A SD I 4",{"v":10829,"d":"10,829"},"Z"]
[98313344,"Шкаф управления GRUNDFOS","RU-Control DC-S 3x48-59,9A SD-ABP-I 4",{"v":13762,"d":"13,762"},"Z"]
[98329570,"Шкаф управления GRUNDFOS","RU-Control DC-S 3x48-59.9A SS-ABP-II 4",{"v":17087,"d":"17,087"},"Z"]
[98329043,"Шкаф управления GRUNDFOS","RU-Control DC-S 3x48-59.9A SS-II 4",{"v":12877,"d":"12,877"},"Z"]
[98298280,"Шкаф управления GRUNDFOS","RU-Control DC-S 3x6-8,9A DOL-ABP-II-4",{"v":5474,"d":"5,474"},"Z"]
[97823546,"Шкаф управления GRUNDFOS","RU-Control DC-S 3X6-8,9A SD II 4",{"v":5094,"d":"5,094"},"Z"]
[98313343,"Шкаф управления GRUNDFOS","RU-Control DC-S 3x6-8,9A SS-II 4",{"v":6660,"d":"6,660"},"Z"]
[98313326,"Шкаф управления GRUNDFOS","RU-Control DC-S 3x6-8.9A SD-ABP-II 4",{"v":6388,"d":"6,388"},"Z"]
[98329561,"Шкаф управления GRUNDFOS","RU-Control DC-S 3x6-8.9A SS-ABP-II 4",{"v":7995,"d":"7,995"},"Z"]
[98298291,"Шкаф управления GRUNDFOS","RU-Control DC-S 3x9-12,9A DOL-ABP-II-4",{"v":5984,"d":"5,984"},"Z"]
[97823547,"Шкаф управления GRUNDFOS","RU-Control DC-S 3X9-12,9A SD II 4",{"v":5277,"d":"5,277"},"Z"]
[98313327,"Шкаф управления GRUNDFOS","RU-Control DC-S 3X9-12,9A SD-ABP-II 4",{"v":6880,"d":"6,880"},"Z"]
[98329562,"Шкаф управления GRUNDFOS","RU-Control DC-S 3x9-12.9A SS-ABP-II 4",{"v":8498,"d":"8,498"},"Z"]
[98329025,"Шкаф управления GRUNDFOS","RU-Control DC-S 3x9-12.9A SS-II 4",{"v":6802,"d":"6,802"},"Z"]
[98096990,"Шкаф управления GRUNDFOS","RU-Control MP204-S 1x13-21A DOL-II",{"v":2003,"d":"2,003"},"Z"]
[96837934,"Шкаф управления GRUNDFOS","RU-Control MPC-E 1x0,55 E + Pack",{"v":3475,"d":"3,475"},"H"]
[96837935,"Шкаф управления GRUNDFOS","RU-Control MPC-E 1x0,75 E + Pack",{"v":3487,"d":"3,487"},"H"]
[96837937,"Шкаф управления GRUNDFOS","RU-Control MPC-E 1x1,5 E + Pack",{"v":3541,"d":"3,541"},"H"]
[96837943,"Шкаф управления GRUNDFOS","RU-Control MPC-E 1x11 E + Pack",{"v":3595,"d":"3,595"},"H"]
[96837946,"Шкаф управления GRUNDFOS","RU-Control MPC-E 1x22 E + Pack",{"v":4235,"d":"4,235"},"H"]
[96944612,"Шкаф управления GRUNDFOS","ru-Control MPC-E 1x30 ESS-I + Pack",{"v":13155,"d":"13,155"},"H"]
[96944613,"Шкаф управления GRUNDFOS","ru-Control MPC-E 1x37 ESS-I + Pack",{"v":13556,"d":"13,556"},"H"]
[96837961,"Шкаф управления GRUNDFOS","RU-Control MPC-E 3x0,37 E + Pack",{"v":3741,"d":"3,741"},"H"]
[96944627,"Шкаф управления GRUNDFOS","RU-Control MPC-E 3x55 ESS-I+Pack",{"v":42270,"d":"42,270"},"H"]
[96837980,"Шкаф управления GRUNDFOS","RU-Control MPC-E 4x2,2 E + Pack",{"v":4184,"d":"4,184"},"H"]
[96837981,"Шкаф управления GRUNDFOS","RU-Control MPC-E 4x3 E + Pack",{"v":4184,"d":"4,184"},"H"]
[96944631,"Шкаф управления GRUNDFOS","RU-Control MPC-E 4x37 ESS-I+Pack",{"v":41926,"d":"41,926"},"H"]
[96837982,"Шкаф управления GRUNDFOS","RU-Control MPC-E 4x4 E + Pack",{"v":4184,"d":"4,184"},"H"]
[96944632,"Шкаф управления GRUNDFOS","RU-Control MPC-E 4x45 ESS-I+Pack",{"v":47493,"d":"47,493"},"H"]
[96944633,"Шкаф управления GRUNDFOS","RU-Control MPC-E 4x55 ESS-I+Pack",{"v":54767,"d":"54,767"},"H"]
[96944634,"Шкаф управления GRUNDFOS","RU-Control MPC-E 4x75 ESS-I+Pack",{"v":61438,"d":"61,438"},"H"]
[97502943,"Шкаф управления GRUNDFOS","RU-Control MPC-F 1x0,55 DOL + Pack",{"v":6407,"d":"6,407"},"H"]
[97502944,"Шкаф управления GRUNDFOS","RU-Control MPC-F 1x0,75 DOL + Pack",{"v":6522,"d":"6,522"},"H"]
[97502945,"Шкаф управления GRUNDFOS","RU-Control MPC-F 1x1,1 DOL + Pack",{"v":7367,"d":"7,367"},"H"]
[97502946,"Шкаф управления GRUNDFOS","RU-Control MPC-F 1x1,5 DOL + Pack",{"v":7835,"d":"7,835"},"H"]
[97502953,"Шкаф управления GRUNDFOS","RU-Control MPC-F 1x15 SD + Pack",{"v":11821,"d":"11,821"},"H"]
[97502954,"Шкаф управления GRUNDFOS","RU-Control MPC-F 1x18,5 SD + Pack",{"v":14249,"d":"14,249"},"H"]
[97502947,"Шкаф управления GRUNDFOS","RU-Control MPC-F 1x2,2 DOL + Pack",{"v":7927,"d":"7,927"},"H"]
[97502955,"Шкаф управления GRUNDFOS","RU-Control MPC-F 1x22 SD-I + Pack",{"v":14799,"d":"14,799"},"H"]
[97502956,"Шкаф управления GRUNDFOS","RU-Control MPC-F 1x30 SD-I + Pack",{"v":17087,"d":"17,087"},"H"]
[97502950,"Шкаф управления GRUNDFOS","RU-Control MPC-F 1x5,5 SD + Pack",{"v":8483,"d":"8,483"},"H"]
[97502951,"Шкаф управления GRUNDFOS","RU-Control MPC-F 1x7,5 SD + Pack",{"v":9417,"d":"9,417"},"H"]
[97502957,"Шкаф управления GRUNDFOS","RU-Control MPC-F 2x0,37 DOL -II+ Pack",{"v":6847,"d":"6,847"},"H"]
[97502961,"Шкаф управления GRUNDFOS","RU-Control MPC-F 2x1,5 DOL-II + Pack",{"v":8466,"d":"8,466"},"H"]
[97502973,"Шкаф управления GRUNDFOS","RU-Control MPC-F 3x0,37 DOL-II + Pack",{"v":7481,"d":"7,481"},"H"]
[97502974,"Шкаф управления GRUNDFOS","RU-Control MPC-F 3x0,55 DOL + Pack",{"v":7548,"d":"7,548"},"H"]
[97502977,"Шкаф управления GRUNDFOS","RU-Control MPC-F 3x1,5 DOL + Pack",{"v":8788,"d":"8,788"},"H"]
[97502984,"Шкаф управления GRUNDFOS","RU-Control MPC-F 3x15 SD + Pack",{"v":14915,"d":"14,915"},"H"]
[97502985,"Шкаф управления GRUNDFOS","RU-Control MPC-F 3x18,5 SD + Pack",{"v":18194,"d":"18,194"},"H"]
[97502978,"Шкаф управления GRUNDFOS","RU-Control MPC-F 3x2,2 DOL + Pack",{"v":8869,"d":"8,869"},"H"]
[97502979,"Шкаф управления GRUNDFOS","RU-Control MPC-F 3x3 DOL + Pack",{"v":8951,"d":"8,951"},"H"]
[97502991,"Шкаф управления GRUNDFOS","RU-Control MPC-F 4x0,37 DOL-II + Pack",{"v":7894,"d":"7,894"},"H"]
[97502992,"Шкаф управления GRUNDFOS","RU-Control MPC-F 4x0,55 DOL-II + Pack",{"v":8013,"d":"8,013"},"H"]
[97502993,"Шкаф управления GRUNDFOS","RU-Control MPC-F 4x0,75 DOL-II + Pack",{"v":8120,"d":"8,120"},"H"]
[97502994,"Шкаф управления GRUNDFOS","RU-Control MPC-F 4x1,1 DOL-II + Pack",{"v":8687,"d":"8,687"},"H"]
[97503002,"Шкаф управления GRUNDFOS","RU-Control MPC-F 4x15 SD + Pack",{"v":17654,"d":"17,654"},"H"]
[97503003,"Шкаф управления GRUNDFOS","RU-Control MPC-F 4x18,5 SD + Pack",{"v":20721,"d":"20,721"},"H"]
[97502996,"Шкаф управления GRUNDFOS","RU-Control MPC-F 4x2,2 DOL-II + Pack",{"v":9404,"d":"9,404"},"H"]
[97502997,"Шкаф управления GRUNDFOS","RU-Control MPC-F 4x3 DOL-II + Pack",{"v":9950,"d":"9,950"},"H"]
[97503005,"Шкаф управления GRUNDFOS","RU-Control MPC-F 4x30 SD-I + Pack",{"v":25977,"d":"25,977"},"H"]
[97521224,"Шкаф управления GRUNDFOS","RU-Control MPC-F 4x37 SD-I + Pack",{"v":27394,"d":"27,394"},"H"]
[97502998,"Шкаф управления GRUNDFOS","RU-Control MPC-F 4x4 DOL-II + Pack",{"v":10200,"d":"10,200"},"H"]
[97502999,"Шкаф управления GRUNDFOS","RU-Control MPC-F 4x5,5 SD-II + Pack",{"v":11881,"d":"11,881"},"H"]
[96837592,"Шкаф управления GRUNDFOS","RU-Control MPC-S 1x0,55 DOL-II + Pack",{"v":3251,"d":"3,251"},"H"]
[96837593,"Шкаф управления GRUNDFOS","RU-Control MPC-S 1x0,75 DOL-II + Pack",{"v":3279,"d":"3,279"},"H"]
[96837602,"Шкаф управления GRUNDFOS","RU-Control MPC-S 1x15 SD-II + Pack",{"v":4295,"d":"4,295"},"H"]
[96837603,"Шкаф управления GRUNDFOS","RU-Control MPC-S 1x18,5 SD-II + Pack",{"v":4477,"d":"4,477"},"H"]
[96837606,"Шкаф управления GRUNDFOS","RU-Control MPC-S 1x37 SD-II + Pack",{"v":5169,"d":"5,169"},"H"]
[96837598,"Шкаф управления GRUNDFOS","RU-Control MPC-S 1x4 DOL-II + Pack",{"v":3561,"d":"3,561"},"H"]
[96837607,"Шкаф управления GRUNDFOS","RU-Control MPC-S 1x45 SD-II + Pack",{"v":6066,"d":"6,066"},"H"]
[96837608,"Шкаф управления GRUNDFOS","RU-Control MPC-S 1x55 SD-II + Pack",{"v":6422,"d":"6,422"},"H"]
[96837609,"Шкаф управления GRUNDFOS","RU-Control MPC-S 1x75 SD + Pack",{"v":8468,"d":"8,468"},"H"]
[96837611,"Шкаф управления GRUNDFOS","RU-Control MPC-S 2x0,55 DOL + Pack",{"v":3555,"d":"3,555"},"H"]
[96837628,"Шкаф управления GRUNDFOS","RU-Control MPC-S 2x75 SD + Pack",{"v":14776,"d":"14,776"},"H"]
[96837630,"Шкаф управления GRUNDFOS","RU-Control MPC-S 3x0,55 DOL + Pack",{"v":3955,"d":"3,955"},"H"]
[96837631,"Шкаф управления GRUNDFOS","RU-Control MPC-S 3x0,75 DOL + Pack",{"v":3964,"d":"3,964"},"H"]
[96837632,"Шкаф управления GRUNDFOS","RU-Control MPC-S 3x1,1 DOL + Pack",{"v":3978,"d":"3,978"},"H"]
[96837641,"Шкаф управления GRUNDFOS","RU-Control MPC-S 3x18,5 SD-II + Pack",{"v":7363,"d":"7,363"},"H"]
[96837644,"Шкаф управления GRUNDFOS","RU-Control MPC-S 3x37 SD + Pack",{"v":12018,"d":"12,018"},"H"]
[96837636,"Шкаф управления GRUNDFOS","RU-Control MPC-S 3x4 DOL + Pack",{"v":4351,"d":"4,351"},"H"]
[96837645,"Шкаф управления GRUNDFOS","RU-Control MPC-S 3x45 SD + Pack",{"v":16885,"d":"16,885"},"H"]
[96837646,"Шкаф управления GRUNDFOS","RU-Control MPC-S 3x55 SD-I + Pack",{"v":18703,"d":"18,703"},"H"]
[96837647,"Шкаф управления GRUNDFOS","RU-Control MPC-S 3x75 SD-I + Pack",{"v":22826,"d":"22,826"},"H"]
[96837649,"Шкаф управления GRUNDFOS","RU-Control MPC-S 4x0,55 DOL + Pack",{"v":4335,"d":"4,335"},"H"]
[96837650,"Шкаф управления GRUNDFOS","RU-Control MPC-S 4x0,75 DOL + Pack",{"v":4348,"d":"4,348"},"H"]
[96837651,"Шкаф управления GRUNDFOS","RU-Control MPC-S 4x1,1 DOL + Pack",{"v":4348,"d":"4,348"},"H"]
[96837652,"Шкаф управления GRUNDFOS","RU-Control MPC-S 4x1,5 DOL + Pack",{"v":4352,"d":"4,352"},"H"]
[96837658,"Шкаф управления GRUNDFOS","RU-Control MPC-S 4x11 SD + Pack",{"v":7132,"d":"7,132"},"H"]
[96837653,"Шкаф управления GRUNDFOS","RU-Control MPC-S 4x2,2 DOL + Pack",{"v":4357,"d":"4,357"},"H"]
[96837661,"Шкаф управления GRUNDFOS","RU-Control MPC-S 4x22 SD + Pack",{"v":10203,"d":"10,203"},"H"]
[96837662,"Шкаф управления GRUNDFOS","RU-Control MPC-S 4x30 SD + Pack",{"v":11947,"d":"11,947"},"H"]
[96837663,"Шкаф управления GRUNDFOS","RU-Control MPC-S 4x37 SD + Pack",{"v":15150,"d":"15,150"},"H"]
[96837655,"Шкаф управления GRUNDFOS","RU-Control MPC-S 4x4 DOL + Pack",{"v":5312,"d":"5,312"},"H"]
[96837664,"Шкаф управления GRUNDFOS","RU-Control MPC-S 4x45 SD-I + Pack",{"v":18483,"d":"18,483"},"H"]
[96837656,"Шкаф управления GRUNDFOS","RU-Control MPC-S 4x5,5 SD + Pack",{"v":6115,"d":"6,115"},"H"]
[96837665,"Шкаф управления GRUNDFOS","RU-Control MPC-S 4x55 SD-I  + Pack",{"v":20791,"d":"20,791"},"H"]
[96837657,"Шкаф управления GRUNDFOS","RU-Control MPC-S 4x7,5 SD + Pack",{"v":6599,"d":"6,599"},"H"]
[96837666,"Шкаф управления GRUNDFOS","RU-Control MPC-S 4x75 SD-I + Pack",{"v":25245,"d":"25,245"},"H"]
[96967427,"Шкаф управления GRUNDFOS","RU-Control WW-S 1X48-59,9A SS-II 4",{"v":5792,"d":"5,792"},"Z"]
[96956023,"Шкаф управления GRUNDFOS","RU-Control WW-S 2X17-19,9A SS-II 4",{"v":5378,"d":"5,378"},"Z"]
[96982743,"Шкаф управления GRUNDFOS","RU-Control WW-S 3x13-16,9A SS-ABP-II+SC4",{"v":9441,"d":"9,441"},"Z"]
[96982611,"Шкаф управления GRUNDFOS","RU-Control WW-S 3X13-16,9A SS-II 4",{"v":7995,"d":"7,995"},"Z"]
[96982749,"Шкаф управления GRUNDFOS","RU-Control WW-S 3X48-59,9A SS-ABP-I+SC 4",{"v":18060,"d":"18,060"},"Z"]
[97530427,"Шкаф управления GRUNDFOS","RU-CONTROLDC-S 1X1.6-2.4A DOL-ABP-II-4",{"v":3974,"d":"3,974"},"Z"]
[97530411,"Шкаф управления GRUNDFOS","RU-CONTROLDC-S 1X1.6-2.4A DOL-II 4",{"v":3252,"d":"3,252"},"Z"]
[97530426,"Шкаф управления GRUNDFOS","RU-CONTROLDC-S 1X1-1.5A DOL-ABP-II-4",{"v":3974,"d":"3,974"},"Z"]
[97530000,"Шкаф управления GRUNDFOS","RU-CONTROLDC-S 1X1-1.5A DOL-II 4",{"v":3252,"d":"3,252"},"Z"]
[97530608,"Шкаф управления GRUNDFOS","RU-CONTROLDC-S 1X13-16,9A SS-ABP-II-4",{"v":4995,"d":"4,995"},"Z"]
[97530448,"Шкаф управления GRUNDFOS","RU-CONTROLDC-S 1X13-16.9A DOL-ABP-II-4",{"v":4118,"d":"4,118"},"Z"]
[97530422,"Шкаф управления GRUNDFOS","RU-CONTROLDC-S 1X13-16.9A DOL-II 4",{"v":3292,"d":"3,292"},"Z"]
[97530497,"Шкаф управления GRUNDFOS","RU-CONTROLDC-S 1X13-16.9A SD-ABP-II-4",{"v":4488,"d":"4,488"},"Z"]
[97530485,"Шкаф управления GRUNDFOS","RU-CONTROLDC-S 1X13-16.9A SD-II 4",{"v":3640,"d":"3,640"},"Z"]
[97530566,"Шкаф управления GRUNDFOS","RU-CONTROLDC-S 1X13-16.9A SS-II 4",{"v":4271,"d":"4,271"},"Z"]
[97530449,"Шкаф управления GRUNDFOS","RU-CONTROLDC-S 1X17-19,9A DOL-ABP-II-4",{"v":4155,"d":"4,155"},"Z"]
[97530498,"Шкаф управления GRUNDFOS","RU-CONTROLDC-S 1X17-19,9A SD-ABP-II-4",{"v":4534,"d":"4,534"},"Z"]
[97530609,"Шкаф управления GRUNDFOS","RU-CONTROLDC-S 1X17-19,9A SS-ABP-II-4",{"v":5034,"d":"5,034"},"Z"]
[97530423,"Шкаф управления GRUNDFOS","RU-CONTROLDC-S 1X17-19.9A DOL-II 4",{"v":3329,"d":"3,329"},"Z"]
[97530486,"Шкаф управления GRUNDFOS","RU-CONTROLDC-S 1X17-19.9A SD-II 4",{"v":3685,"d":"3,685"},"Z"]
[97530567,"Шкаф управления GRUNDFOS","RU-CONTROLDC-S 1X17-19.9A SS-II 4",{"v":4304,"d":"4,304"},"Z"]
[97530428,"Шкаф управления GRUNDFOS","RU-CONTROLDC-S 1X2,5-3,9A DOL-ABP-II-4",{"v":3974,"d":"3,974"},"Z"]
[97530450,"Шкаф управления GRUNDFOS","RU-CONTROLDC-S 1X20-23,9A DOL-ABP-II-4",{"v":4242,"d":"4,242"},"Z"]
[97530499,"Шкаф управления GRUNDFOS","RU-CONTROLDC-S 1X20-23,9A SD-ABP-II-4",{"v":4618,"d":"4,618"},"Z"]
[97530610,"Шкаф управления GRUNDFOS","RU-CONTROLDC-S 1X20-23,9A SS-ABP-II-4",{"v":5116,"d":"5,116"},"Z"]
[97530487,"Шкаф управления GRUNDFOS","RU-CONTROLDC-S 1X20-23.9A SD-II 4",{"v":3685,"d":"3,685"},"Z"]
[97530568,"Шкаф управления GRUNDFOS","RU-CONTROLDC-S 1X20-23.9A SS-II 4",{"v":4304,"d":"4,304"},"Z"]
[97530500,"Шкаф управления GRUNDFOS","RU-CONTROLDC-S 1X24-29.9A SD-ABP-II-4",{"v":4867,"d":"4,867"},"Z"]
[97530488,"Шкаф управления GRUNDFOS","RU-CONTROLDC-S 1X24-29.9A SD-II 4",{"v":3900,"d":"3,900"},"Z"]
[97530611,"Шкаф управления GRUNDFOS","RU-CONTROLDC-S 1X24-29.9A SS-ABP-II-4",{"v":5331,"d":"5,331"},"Z"]
[97530569,"Шкаф управления GRUNDFOS","RU-CONTROLDC-S 1X24-29.9A SS-II 4",{"v":4488,"d":"4,488"},"Z"]
[97530521,"Шкаф управления GRUNDFOS","RU-CONTROLDC-S 1X30-36.9A SD-ABP-II-4",{"v":5071,"d":"5,071"},"Z"]
[97530489,"Шкаф управления GRUNDFOS","RU-CONTROLDC-S 1X30-36.9A SD-II 4",{"v":4073,"d":"4,073"},"Z"]
[97530612,"Шкаф управления GRUNDFOS","RU-CONTROLDC-S 1X30-36.9A SS-ABP-II-4",{"v":5662,"d":"5,662"},"Z"]
[97530570,"Шкаф управления GRUNDFOS","RU-CONTROLDC-S 1X30-36.9A SS-II 4",{"v":4689,"d":"4,689"},"Z"]
[97530522,"Шкаф управления GRUNDFOS","RU-CONTROLDC-S 1X37-47,9A SD-ABP-II-4",{"v":5574,"d":"5,574"},"Z"]
[97530490,"Шкаф управления GRUNDFOS","RU-CONTROLDC-S 1X37-47.9A SD-II 4",{"v":4310,"d":"4,310"},"Z"]
[97530613,"Шкаф управления GRUNDFOS","RU-CONTROLDC-S 1X37-47.9A SS-ABP-II-4",{"v":6295,"d":"6,295"},"Z"]
[97530429,"Шкаф управления GRUNDFOS","RU-CONTROLDC-S 1X4-5,9A DOL-ABP-II-4",{"v":3974,"d":"3,974"},"Z"]
[97530605,"Шкаф управления GRUNDFOS","RU-CONTROLDC-S 1X4-5,9A SS-ABP-II-4",{"v":4782,"d":"4,782"},"Z"]
[97530563,"Шкаф управления GRUNDFOS","RU-CONTROLDC-S 1X4-5.9A SS-II 4",{"v":4157,"d":"4,157"},"Z"]
[97530614,"Шкаф управления GRUNDFOS","RU-CONTROLDC-S 1X48-59,9A SS-ABP-II-4",{"v":7418,"d":"7,418"},"Z"]
[97530523,"Шкаф управления GRUNDFOS","RU-CONTROLDC-S 1X48-59.9A SD-ABP-II-4",{"v":5738,"d":"5,738"},"Z"]
[97530491,"Шкаф управления GRUNDFOS","RU-CONTROLDC-S 1X48-59.9A SD-II 4",{"v":4420,"d":"4,420"},"Z"]
[97530602,"Шкаф управления GRUNDFOS","RU-CONTROLDC-S 1X48-59.9A SS-II 4",{"v":5703,"d":"5,703"},"Z"]
[97530442,"Шкаф управления GRUNDFOS","RU-CONTROLDC-S 1X6-8,9A DOL-ABP-II-4",{"v":4010,"d":"4,010"},"Z"]
[97530606,"Шкаф управления GRUNDFOS","RU-CONTROLDC-S 1X6-8,9A SS-ABP-II-4",{"v":4819,"d":"4,819"},"Z"]
[97530564,"Шкаф управления GRUNDFOS","RU-CONTROLDC-S 1X6-8.9A SS-II 4",{"v":4169,"d":"4,169"},"Z"]
[97530445,"Шкаф управления GRUNDFOS","RU-CONTROLDC-S 1X9-12,9A DOL-ABP-II-4",{"v":4058,"d":"4,058"},"Z"]
[97530607,"Шкаф управления GRUNDFOS","RU-CONTROLDC-S 1X9-12,9A SS-ABP-II-4",{"v":4864,"d":"4,864"},"Z"]
[97530419,"Шкаф управления GRUNDFOS","RU-CONTROLDC-S 1X9-12.9A DOL-II 4",{"v":3286,"d":"3,286"},"Z"]
[97530565,"Шкаф управления GRUNDFOS","RU-CONTROLDC-S 1X9-12.9A SS-II 4",{"v":4194,"d":"4,194"},"Z"]
[97530731,"Шкаф управления GRUNDFOS","RU-CONTROLDC-S 2X1.6-2.4A DOL-ABP-II 4",{"v":4347,"d":"4,347"},"Z"]
[97530730,"Шкаф управления GRUNDFOS","RU-CONTROLDC-S 2X1-1.5A DOL-ABP-II 4",{"v":4347,"d":"4,347"},"Z"]
[97530752,"Шкаф управления GRUNDFOS","RU-CONTROLDC-S 2X13-16.9A DOL-ABP-II 4",{"v":4672,"d":"4,672"},"Z"]
[97530975,"Шкаф управления GRUNDFOS","RU-CONTROLDC-S 2X13-16.9A SS-ABP-II 4",{"v":6474,"d":"6,474"},"Z"]
[97530963,"Шкаф управления GRUNDFOS","RU-CONTROLDC-S 2X13-16.9A SS-II 4",{"v":5427,"d":"5,427"},"Z"]
[97530952,"Шкаф управления GRUNDFOS","RU-CONTROLDC-S 2X17-19.9A SD-ABP-II 4",{"v":5744,"d":"5,744"},"Z"]
[97530977,"Шкаф управления GRUNDFOS","RU-CONTROLDC-S 2X17-19.9A SS-ABP-II 4",{"v":6745,"d":"6,745"},"Z"]
[97530755,"Шкаф управления GRUNDFOS","RU-CONTROLDC-S 2X20-23.9A DOL-ABP-II 4",{"v":5195,"d":"5,195"},"Z"]
[97530729,"Шкаф управления GRUNDFOS","RU-CONTROLDC-S 2X20-23.9A DOL-II 4",{"v":3841,"d":"3,841"},"Z"]
[97530953,"Шкаф управления GRUNDFOS","RU-CONTROLDC-S 2X20-23.9A SD-ABP-II 4",{"v":5984,"d":"5,984"},"Z"]
[97530941,"Шкаф управления GRUNDFOS","RU-CONTROLDC-S 2X20-23.9A SD-II 4",{"v":4449,"d":"4,449"},"Z"]
[97530978,"Шкаф управления GRUNDFOS","RU-CONTROLDC-S 2X20-23.9A SS-ABP-II 4",{"v":6986,"d":"6,986"},"Z"]
[97530979,"Шкаф управления GRUNDFOS","RU-CONTROLDC-S 2X24-29.9A SS-ABP-II 4",{"v":7331,"d":"7,331"},"Z"]
[97530955,"Шкаф управления GRUNDFOS","RU-CONTROLDC-S 2X30-36.9A SD-ABP-II 4",{"v":6672,"d":"6,672"},"Z"]
[97530980,"Шкаф управления GRUNDFOS","RU-CONTROLDC-S 2X30-36.9A SS-ABP-II 4",{"v":7859,"d":"7,859"},"Z"]
[97530981,"Шкаф управления GRUNDFOS","RU-CONTROLDC-S 2X37-47.9A SS-ABP-I 4",{"v":9873,"d":"9,873"},"Z"]
[97530948,"Шкаф управления GRUNDFOS","RU-CONTROLDC-S 2X4-5.9A SD-ABP-II 4",{"v":5153,"d":"5,153"},"Z"]
[97530916,"Шкаф управления GRUNDFOS","RU-CONTROLDC-S 2X4-5.9A SD-II 4",{"v":4186,"d":"4,186"},"Z"]
[97530972,"Шкаф управления GRUNDFOS","RU-CONTROLDC-S 2X4-5.9A SS-ABP-II 4",{"v":6072,"d":"6,072"},"Z"]
[97530960,"Шкаф управления GRUNDFOS","RU-CONTROLDC-S 2X4-5.9A SS-II 4",{"v":5201,"d":"5,201"},"Z"]
[97530957,"Шкаф управления GRUNDFOS","RU-CONTROLDC-S 2X48-59.9A SD-ABP-I 4",{"v":8846,"d":"8,846"},"Z"]
[97530982,"Шкаф управления GRUNDFOS","RU-CONTROLDC-S 2X48-59.9A SS-ABP-I 4",{"v":10719,"d":"10,719"},"Z"]
[97530969,"Шкаф управления GRUNDFOS","RU-CONTROLDC-S 2X48-59.9A SS-I 4",{"v":8451,"d":"8,451"},"Z"]
[97530917,"Шкаф управления GRUNDFOS","RU-CONTROLDC-S 2X6-8.9A SD-II 4",{"v":4208,"d":"4,208"},"Z"]
[97530973,"Шкаф управления GRUNDFOS","RU-CONTROLDC-S 2X6-8.9A SS-ABP-II 4",{"v":6148,"d":"6,148"},"Z"]
[97530739,"Шкаф управления GRUNDFOS","RU-CONTROLDC-S 2X9-12.9A DOL-ABP-II 4",{"v":4621,"d":"4,621"},"Z"]
[97530950,"Шкаф управления GRUNDFOS","RU-CONTROLDC-S 2X9-12.9A SD-ABP-II 4",{"v":5331,"d":"5,331"},"Z"]
[97530974,"Шкаф управления GRUNDFOS","RU-CONTROLDC-S 2X9-12.9A SS-ABP-II 4",{"v":6298,"d":"6,298"},"Z"]
[96967368,"Шкаф управления GRUNDFOS","RU-CONTROLWW-S 1X1,6-2,4A DOL-ABP-I 1",{"v":6764,"d":"6,764"},"Z"]
[96967394,"Шкаф управления GRUNDFOS","RU-CONTROLWW-S 1X1,6-2,4A DOL-ABP-I 1+SC",{"v":6860,"d":"6,860"},"Z"]
[96967290,"Шкаф управления GRUNDFOS","RU-CONTROLWW-S 1X1,6-2,4A DOL-ABP-II 4",{"v":4115,"d":"4,115"},"Z"]
[96967336,"Шкаф управления GRUNDFOS","RUCONTROLWW-S 1X1,6-2,4A DOL-ABP-II 4+SC",{"v":4209,"d":"4,209"},"Z"]
[96967381,"Шкаф управления GRUNDFOS","RU-CONTROLWW-S 1X1,6-2,4A DOL-I 1 + SC",{"v":6321,"d":"6,321"},"Z"]
[96967250,"Шкаф управления GRUNDFOS","RU-CONTROLWW-S 1X1,6-2,4A DOL-II 4",{"v":3579,"d":"3,579"},"Z"]
[96967373,"Шкаф управления GRUNDFOS","RU-CONTROLWW-S 1X13-16,9A SD-ABP-I 1",{"v":7248,"d":"7,248"},"Z"]
[96967399,"Шкаф управления GRUNDFOS","RU-CONTROLWW-S 1X13-16,9A SD-ABP-I 1+SC",{"v":7342,"d":"7,342"},"Z"]
[96967305,"Шкаф управления GRUNDFOS","RU-CONTROLWW-S 1X13-16,9A SD-ABP-II 4",{"v":4597,"d":"4,597"},"Z"]
[96967341,"Шкаф управления GRUNDFOS","RU-CONTROLWW-S 1X13-16,9A SD-ABP-II 4+SC",{"v":4691,"d":"4,691"},"Z"]
[96967386,"Шкаф управления GRUNDFOS","RU-CONTROLWW-S 1X13-16,9A SD-I 1 + SC",{"v":6595,"d":"6,595"},"Z"]
[96967277,"Шкаф управления GRUNDFOS","RU-CONTROLWW-S 1X13-16,9A SD-II 4",{"v":3851,"d":"3,851"},"Z"]
[96967323,"Шкаф управления GRUNDFOS","RU-CONTROLWW-S 1X13-16,9A SD-II 4 + SC",{"v":3944,"d":"3,944"},"Z"]
[96967434,"Шкаф управления GRUNDFOS","RU-CONTROLWW-S 1X13-16,9A SS-ABP-II 4",{"v":5154,"d":"5,154"},"Z"]
[96967460,"Шкаф управления GRUNDFOS","RU-CONTROLWW-S 1X13-16,9A SS-ABP-II 4+SC",{"v":5251,"d":"5,251"},"Z"]
[96967421,"Шкаф управления GRUNDFOS","RU-CONTROLWW-S 1X13-16,9A SS-II 4",{"v":4183,"d":"4,183"},"Z"]
[96967447,"Шкаф управления GRUNDFOS","RU-CONTROLWW-S 1X13-16,9A SS-II 4 + SC",{"v":4276,"d":"4,276"},"Z"]
[96967374,"Шкаф управления GRUNDFOS","RU-CONTROLWW-S 1X17-19,9A SD-ABP-I 1",{"v":7373,"d":"7,373"},"Z"]
[96967400,"Шкаф управления GRUNDFOS","RU-CONTROLWW-S 1X17-19,9A SD-ABP-I 1+SC",{"v":7469,"d":"7,469"},"Z"]
[96967306,"Шкаф управления GRUNDFOS","RU-CONTROLWW-S 1X17-19,9A SD-ABP-II 4",{"v":4725,"d":"4,725"},"Z"]
[96967342,"Шкаф управления GRUNDFOS","RU-CONTROLWW-S 1X17-19,9A SD-ABP-II 4+SC",{"v":4817,"d":"4,817"},"Z"]
[96967361,"Шкаф управления GRUNDFOS","RU-CONTROLWW-S 1X17-19,9A SD-I 1",{"v":6574,"d":"6,574"},"Z"]
[96967387,"Шкаф управления GRUNDFOS","RU-CONTROLWW-S 1X17-19,9A SD-I 1 + SC",{"v":6670,"d":"6,670"},"Z"]
[96967278,"Шкаф управления GRUNDFOS","RU-CONTROLWW-S 1X17-19,9A SD-II 4",{"v":3926,"d":"3,926"},"Z"]
[96967324,"Шкаф управления GRUNDFOS","RU-CONTROLWW-S 1X17-19,9A SD-II 4 + SC",{"v":4019,"d":"4,019"},"Z"]
[96967435,"Шкаф управления GRUNDFOS","RU-CONTROLWW-S 1X17-19,9A SS-ABP-II 4",{"v":5364,"d":"5,364"},"Z"]
[96967461,"Шкаф управления GRUNDFOS","RU-CONTROLWW-S 1X17-19,9A SS-ABP-II 4+SC",{"v":5458,"d":"5,458"},"Z"]
[96967448,"Шкаф управления GRUNDFOS","RU-CONTROLWW-S 1X17-19,9A SS-II 4 + SC",{"v":4431,"d":"4,431"},"Z"]
[96967395,"Шкаф управления GRUNDFOS","RU-CONTROLWW-S 1X2,5-3,9A DOL-ABP-I 1+SC",{"v":6860,"d":"6,860"},"Z"]
[96967337,"Шкаф управления GRUNDFOS","RUCONTROLWW-S 1X2,5-3,9A DOL-ABP-II 4+SC",{"v":4209,"d":"4,209"},"Z"]
[96967382,"Шкаф управления GRUNDFOS","RU-CONTROLWW-S 1X2,5-3,9A DOL-I 1 + SC",{"v":6321,"d":"6,321"},"Z"]
[96967273,"Шкаф управления GRUNDFOS","RU-CONTROLWW-S 1X2,5-3,9A DOL-II 4",{"v":3579,"d":"3,579"},"Z"]
[96967319,"Шкаф управления GRUNDFOS","RU-CONTROLWW-S 1X2,5-3,9A DOL-II 4 + SC",{"v":3670,"d":"3,670"},"Z"]
[96967375,"Шкаф управления GRUNDFOS","RU-CONTROLWW-S 1X20-23,9A SD-ABP-I 1",{"v":7373,"d":"7,373"},"Z"]
[96967401,"Шкаф управления GRUNDFOS","RU-CONTROLWW-S 1X20-23,9A SD-ABP-I 1+SC",{"v":7469,"d":"7,469"},"Z"]
[96967307,"Шкаф управления GRUNDFOS","RU-CONTROLWW-S 1X20-23,9A SD-ABP-II 4",{"v":4725,"d":"4,725"},"Z"]
[96967362,"Шкаф управления GRUNDFOS","RU-CONTROLWW-S 1X20-23,9A SD-I 1",{"v":6588,"d":"6,588"},"Z"]
[96967388,"Шкаф управления GRUNDFOS","RU-CONTROLWW-S 1X20-23,9A SD-I 1 + SC",{"v":6681,"d":"6,681"},"Z"]
[96967279,"Шкаф управления GRUNDFOS","RU-CONTROLWW-S 1X20-23,9A SD-II 4",{"v":3937,"d":"3,937"},"Z"]
[96967325,"Шкаф управления GRUNDFOS","RU-CONTROLWW-S 1X20-23,9A SD-II 4 + SC",{"v":4029,"d":"4,029"},"Z"]
[96967436,"Шкаф управления GRUNDFOS","RU-CONTROLWW-S 1X20-23,9A SS-ABP-II 4",{"v":5364,"d":"5,364"},"Z"]
[96967462,"Шкаф управления GRUNDFOS","RU-CONTROLWW-S 1X20-23,9A SS-ABP-II 4+SC",{"v":5458,"d":"5,458"},"Z"]
[96967449,"Шкаф управления GRUNDFOS","RU-CONTROLWW-S 1X20-23,9A SS-II 4 + SC",{"v":4431,"d":"4,431"},"Z"]
[96967376,"Шкаф управления GRUNDFOS","RU-CONTROLWW-S 1X24-29,9A SD-ABP-I 1",{"v":7738,"d":"7,738"},"Z"]
[96967412,"Шкаф управления GRUNDFOS","RU-CONTROLWW-S 1X24-29,9A SD-ABP-I 1+SC",{"v":7832,"d":"7,832"},"Z"]
[96967308,"Шкаф управления GRUNDFOS","RU-CONTROLWW-S 1X24-29,9A SD-ABP-II 4",{"v":5087,"d":"5,087"},"Z"]
[96967344,"Шкаф управления GRUNDFOS","RU-CONTROLWW-S 1X24-29,9A SD-ABP-II 4+SC",{"v":5181,"d":"5,181"},"Z"]
[96967363,"Шкаф управления GRUNDFOS","RU-CONTROLWW-S 1X24-29,9A SD-I 1",{"v":6863,"d":"6,863"},"Z"]
[96967389,"Шкаф управления GRUNDFOS","RU-CONTROLWW-S 1X24-29,9A SD-I 1 + SC",{"v":6956,"d":"6,956"},"Z"]
[96967326,"Шкаф управления GRUNDFOS","RU-CONTROLWW-S 1X24-29,9A SD-II 4 + SC",{"v":4307,"d":"4,307"},"Z"]
[96967463,"Шкаф управления GRUNDFOS","RU-CONTROLWW-S 1X24-29,9A SS-ABP-II 4+SC",{"v":5787,"d":"5,787"},"Z"]
[96967424,"Шкаф управления GRUNDFOS","RU-CONTROLWW-S 1X24-29,9A SS-II 4",{"v":4571,"d":"4,571"},"Z"]
[96967450,"Шкаф управления GRUNDFOS","RU-CONTROLWW-S 1X24-29,9A SS-II 4 + SC",{"v":4665,"d":"4,665"},"Z"]
[96967377,"Шкаф управления GRUNDFOS","RU-CONTROLWW-S 1X30-36,9A SD-ABP-I 1",{"v":10506,"d":"10,506"},"Z"]
[96967414,"Шкаф управления GRUNDFOS","RU-CONTROLWW-S 1X30-36,9A SD-ABP-I 1+SC",{"v":10600,"d":"10,600"},"Z"]
[96967309,"Шкаф управления GRUNDFOS","RU-CONTROLWW-S 1X30-36,9A SD-ABP-II 4",{"v":5955,"d":"5,955"},"Z"]
[96967345,"Шкаф управления GRUNDFOS","RU-CONTROLWW-S 1X30-36,9A SD-ABP-II 4+SC",{"v":6048,"d":"6,048"},"Z"]
[96967364,"Шкаф управления GRUNDFOS","RU-CONTROLWW-S 1X30-36,9A SD-I 1",{"v":9291,"d":"9,291"},"Z"]
[96967390,"Шкаф управления GRUNDFOS","RU-CONTROLWW-S 1X30-36,9A SD-I 1 + SC",{"v":9384,"d":"9,384"},"Z"]
[96967281,"Шкаф управления GRUNDFOS","RU-CONTROLWW-S 1X30-36,9A SD-II 4",{"v":4740,"d":"4,740"},"Z"]
[96967327,"Шкаф управления GRUNDFOS","RU-CONTROLWW-S 1X30-36,9A SD-II 4 + SC",{"v":4833,"d":"4,833"},"Z"]
[96967438,"Шкаф управления GRUNDFOS","RU-CONTROLWW-S 1X30-36,9A SS-ABP-I 4",{"v":7419,"d":"7,419"},"Z"]
[96967464,"Шкаф управления GRUNDFOS","RU-CONTROLWW-S 1X30-36,9A SS-ABP-I 4+SC",{"v":7516,"d":"7,516"},"Z"]
[96967451,"Шкаф управления GRUNDFOS","RU-CONTROLWW-S 1X30-36,9A SS-I 4 + SC",{"v":5258,"d":"5,258"},"Z"]
[96967378,"Шкаф управления GRUNDFOS","RU-CONTROLWW-S 1X37-47,9A SD-ABP-I 1",{"v":10939,"d":"10,939"},"Z"]
[96967417,"Шкаф управления GRUNDFOS","RU-CONTROLWW-S 1X37-47,9A SD-ABP-I 1+SC",{"v":11034,"d":"11,034"},"Z"]
[96967310,"Шкаф управления GRUNDFOS","RU-CONTROLWW-S 1X37-47,9A SD-ABP-II 4",{"v":6388,"d":"6,388"},"Z"]
[96967346,"Шкаф управления GRUNDFOS","RU-CONTROLWW-S 1X37-47,9A SD-ABP-II 4+SC",{"v":6484,"d":"6,484"},"Z"]
[96967391,"Шкаф управления GRUNDFOS","RU-CONTROLWW-S 1X37-47,9A SD-I 1 + SC",{"v":9682,"d":"9,682"},"Z"]
[96967328,"Шкаф управления GRUNDFOS","RU-CONTROLWW-S 1X37-47,9A SD-II 4 + SC",{"v":5131,"d":"5,131"},"Z"]
[96967439,"Шкаф управления GRUNDFOS","RU-CONTROLWW-S 1X37-47,9A SS-ABP-I 4",{"v":8795,"d":"8,795"},"Z"]
[96967465,"Шкаф управления GRUNDFOS","RU-CONTROLWW-S 1X37-47,9A SS-ABP-I 4+SC",{"v":8889,"d":"8,889"},"Z"]
[96967426,"Шкаф управления GRUNDFOS","RU-CONTROLWW-S 1X37-47,9A SS-II 4",{"v":5390,"d":"5,390"},"Z"]
[96967452,"Шкаф управления GRUNDFOS","RU-CONTROLWW-S 1X37-47,9A SS-II 4 + SC",{"v":5484,"d":"5,484"},"Z"]
[96967370,"Шкаф управления GRUNDFOS","RU-CONTROLWW-S 1X4-5,9A DOL-ABP-I 1",{"v":6764,"d":"6,764"},"Z"]
[96967396,"Шкаф управления GRUNDFOS","RU-CONTROLWW-S 1X4-5,9A DOL-ABP-I 1 + SC",{"v":6860,"d":"6,860"},"Z"]
[96967338,"Шкаф управления GRUNDFOS","RU-CONTROLWW-S 1X4-5,9A DOL-ABP-II 4 +SC",{"v":4209,"d":"4,209"},"Z"]
[96967357,"Шкаф управления GRUNDFOS","RU-CONTROLWW-S 1X4-5,9A DOL-I 1",{"v":6225,"d":"6,225"},"Z"]
[96967383,"Шкаф управления GRUNDFOS","RU-CONTROLWW-S 1X4-5,9A DOL-I 1 + SC",{"v":6321,"d":"6,321"},"Z"]
[96967274,"Шкаф управления GRUNDFOS","RU-CONTROLWW-S 1X4-5,9A DOL-II 4",{"v":3579,"d":"3,579"},"Z"]
[96967320,"Шкаф управления GRUNDFOS","RU-CONTROLWW-S 1X4-5,9A DOL-II 4 + SC",{"v":3670,"d":"3,670"},"Z"]
[96967379,"Шкаф управления GRUNDFOS","RU-CONTROLWW-S 1X48-59,9A SD-ABP-I 1",{"v":11506,"d":"11,506"},"Z"]
[96967418,"Шкаф управления GRUNDFOS","RU-CONTROLWW-S 1X48-59,9A SD-ABP-I 1+SC",{"v":11602,"d":"11,602"},"Z"]
[96967311,"Шкаф управления GRUNDFOS","RU-CONTROLWW-S 1X48-59,9A SD-ABP-II 4",{"v":6956,"d":"6,956"},"Z"]
[96967347,"Шкаф управления GRUNDFOS","RU-CONTROLWW-S 1X48-59,9A SD-ABP-II 4+SC",{"v":7051,"d":"7,051"},"Z"]
[96967366,"Шкаф управления GRUNDFOS","RU-CONTROLWW-S 1X48-59,9A SD-I 1",{"v":9959,"d":"9,959"},"Z"]
[96967392,"Шкаф управления GRUNDFOS","RU-CONTROLWW-S 1X48-59,9A SD-I 1 + SC",{"v":10053,"d":"10,053"},"Z"]
[96967329,"Шкаф управления GRUNDFOS","RU-CONTROLWW-S 1X48-59,9A SD-II 4 + SC",{"v":5502,"d":"5,502"},"Z"]
[96967440,"Шкаф управления GRUNDFOS","RU-CONTROLWW-S 1X48-59,9A SS-ABP-I 4",{"v":9395,"d":"9,395"},"Z"]
[96967466,"Шкаф управления GRUNDFOS","RU-CONTROLWW-S 1X48-59,9A SS-ABP-I 4+SC",{"v":9490,"d":"9,490"},"Z"]
[96967453,"Шкаф управления GRUNDFOS","RU-CONTROLWW-S 1X48-59,9A SS-II 4 + SC",{"v":5885,"d":"5,885"},"Z"]
[96967371,"Шкаф управления GRUNDFOS","RU-CONTROLWW-S 1X6-8,9A DOL-ABP-I 1",{"v":6795,"d":"6,795"},"Z"]
[96967397,"Шкаф управления GRUNDFOS","RU-CONTROLWW-S 1X6-8,9A DOL-ABP-I 1 + SC",{"v":6889,"d":"6,889"},"Z"]
[96967303,"Шкаф управления GRUNDFOS","RU-CONTROLWW-S 1X6-8,9A DOL-ABP-II 4",{"v":4144,"d":"4,144"},"Z"]
[96967339,"Шкаф управления GRUNDFOS","RU-CONTROLWW-S 1X6-8,9A DOL-ABP-II 4 +SC",{"v":4239,"d":"4,239"},"Z"]
[96967358,"Шкаф управления GRUNDFOS","RU-CONTROLWW-S 1X6-8,9A DOL-I 1",{"v":6230,"d":"6,230"},"Z"]
[96967384,"Шкаф управления GRUNDFOS","RU-CONTROLWW-S 1X6-8,9A DOL-I 1 + SC",{"v":6323,"d":"6,323"},"Z"]
[96967275,"Шкаф управления GRUNDFOS","RU-CONTROLWW-S 1X6-8,9A DOL-II 4",{"v":3579,"d":"3,579"},"Z"]
[96967321,"Шкаф управления GRUNDFOS","RU-CONTROLWW-S 1X6-8,9A DOL-II 4 + SC",{"v":3672,"d":"3,672"},"Z"]
[96967372,"Шкаф управления GRUNDFOS","RU-CONTROLWW-S 1X9-12,9A SD-ABP-I 1",{"v":7207,"d":"7,207"},"Z"]
[96967398,"Шкаф управления GRUNDFOS","RU-CONTROLWW-S 1X9-12,9A SD-ABP-I 1 + SC",{"v":7303,"d":"7,303"},"Z"]
[96967340,"Шкаф управления GRUNDFOS","RU-CONTROLWW-S 1X9-12,9A SD-ABP-II 4 +SC",{"v":4651,"d":"4,651"},"Z"]
[96967359,"Шкаф управления GRUNDFOS","RU-CONTROLWW-S 1X9-12,9A SD-I 1",{"v":6484,"d":"6,484"},"Z"]
[96967385,"Шкаф управления GRUNDFOS","RU-CONTROLWW-S 1X9-12,9A SD-I 1 + SC",{"v":6578,"d":"6,578"},"Z"]
[96967276,"Шкаф управления GRUNDFOS","RU-CONTROLWW-S 1X9-12,9A SD-II 4",{"v":3833,"d":"3,833"},"Z"]
[96967322,"Шкаф управления GRUNDFOS","RU-CONTROLWW-S 1X9-12,9A SD-II 4 + SC",{"v":3926,"d":"3,926"},"Z"]
[96967433,"Шкаф управления GRUNDFOS","RU-CONTROLWW-S 1X9-12,9A SS-ABP-II 4",{"v":5154,"d":"5,154"},"Z"]
[96967459,"Шкаф управления GRUNDFOS","RU-CONTROLWW-S 1X9-12,9A SS-ABP-II 4+SC",{"v":5248,"d":"5,248"},"Z"]
[96967420,"Шкаф управления GRUNDFOS","RU-CONTROLWW-S 1X9-12,9A SS-II 4",{"v":4183,"d":"4,183"},"Z"]
[96967446,"Шкаф управления GRUNDFOS","RU-CONTROLWW-S 1X9-12,9A SS-II 4 + SC",{"v":4276,"d":"4,276"},"Z"]
[96939212,"Шкаф управления GRUNDFOS","RU-CONTROLWW-S 2X1,6-2,4A DOL-ABP-I 1",{"v":6997,"d":"6,997"},"Z"]
[96957494,"Шкаф управления GRUNDFOS","RU-CONTROLWW-S 2X1,6-2,4A DOL-ABP-I 1+SC",{"v":7142,"d":"7,142"},"Z"]
[96934959,"Шкаф управления GRUNDFOS","RU-CONTROLWW-S 2X1,6-2,4A DOL-ABP-II 4",{"v":4448,"d":"4,448"},"Z"]
[96938392,"Шкаф управления GRUNDFOS","RUCONTROLWW-S 2X1,6-2,4A DOL-ABP-II 4+SC",{"v":4592,"d":"4,592"},"Z"]
[96939119,"Шкаф управления GRUNDFOS","RU-CONTROLWW-S 2X1,6-2,4A DOL-I 1",{"v":6533,"d":"6,533"},"Z"]
[96939549,"Шкаф управления GRUNDFOS","RU-CONTROLWW-S 2X1,6-2,4A DOL-I 1 + SC",{"v":6681,"d":"6,681"},"Z"]
[96934808,"Шкаф управления GRUNDFOS","RU-CONTROLWW-S 2X1,6-2,4A DOL-II 4",{"v":3986,"d":"3,986"},"Z"]
[96938362,"Шкаф управления GRUNDFOS","RU-CONTROLWW-S 2X1,6-2,4A DOL-II 4 + SC",{"v":4131,"d":"4,131"},"Z"]
[96957486,"Шкаф управления GRUNDFOS","RU-CONTROLWW-S 2X13-16,9A SD-I 1 + SC",{"v":7029,"d":"7,029"},"Z"]
[96938367,"Шкаф управления GRUNDFOS","RU-CONTROLWW-S 2X13-16,9A SD-II 4 + SC",{"v":4470,"d":"4,470"},"Z"]
[96956053,"Шкаф управления GRUNDFOS","RU-CONTROLWW-S 2X13-16,9A SS-ABP-II 4",{"v":5937,"d":"5,937"},"Z"]
[96956606,"Шкаф управления GRUNDFOS","RU-CONTROLWW-S 2X13-16,9A SS-ABP-II 4+SC",{"v":6082,"d":"6,082"},"Z"]
[96956593,"Шкаф управления GRUNDFOS","RU-CONTROLWW-S 2X13-16,9A SS-II 4 + SC",{"v":5202,"d":"5,202"},"Z"]
[96957500,"Шкаф управления GRUNDFOS","RU-CONTROLWW-S 2X17-19,9A SD-ABP-I 1+SC",{"v":9554,"d":"9,554"},"Z"]
[96957487,"Шкаф управления GRUNDFOS","RU-CONTROLWW-S 2X17-19,9A SD-I 1 + SC",{"v":7173,"d":"7,173"},"Z"]
[96938368,"Шкаф управления GRUNDFOS","RU-CONTROLWW-S 2X17-19,9A SD-II 4 + SC",{"v":4615,"d":"4,615"},"Z"]
[96956054,"Шкаф управления GRUNDFOS","RU-CONTROLWW-S 2X17-19,9A SS-ABP-II 4",{"v":6401,"d":"6,401"},"Z"]
[96956607,"Шкаф управления GRUNDFOS","RU-CONTROLWW-S 2X17-19,9A SS-ABP-II 4+SC",{"v":6547,"d":"6,547"},"Z"]
[96956594,"Шкаф управления GRUNDFOS","RU-CONTROLWW-S 2X17-19,9A SS-II 4 + SC",{"v":5525,"d":"5,525"},"Z"]
[96938398,"Шкаф управления GRUNDFOS","RU-CONTROLWW-S 2X17-19.9A SD-ABP-II 4+SC",{"v":5686,"d":"5,686"},"Z"]
[96938363,"Шкаф управления GRUNDFOS","RU-CONTROLWW-S 2X2,5-3,9A DOL-II 4 + SC",{"v":4131,"d":"4,131"},"Z"]
[96957501,"Шкаф управления GRUNDFOS","RU-CONTROLWW-S 2X20-23,9A SD-ABP-I 1+ SC",{"v":9572,"d":"9,572"},"Z"]
[96938399,"Шкаф управления GRUNDFOS","RU-CONTROLWW-S 2X20-23,9A SD-ABP-II 4+SC",{"v":5706,"d":"5,706"},"Z"]
[96957488,"Шкаф управления GRUNDFOS","RU-CONTROLWW-S 2X20-23,9A SD-I 1 + SC",{"v":7173,"d":"7,173"},"Z"]
[96938369,"Шкаф управления GRUNDFOS","RU-CONTROLWW-S 2X20-23,9A SD-II 4 + SC",{"v":4619,"d":"4,619"},"Z"]
[96956595,"Шкаф управления GRUNDFOS","RU-CONTROLWW-S 2X20-23,9A SS-II 4 + SC",{"v":5546,"d":"5,546"},"Z"]
[96957502,"Шкаф управления GRUNDFOS","RU-CONTROLWW-S 2X24-29,9A SD-ABP-I 1+SC",{"v":10090,"d":"10,090"},"Z"]
[96938400,"Шкаф управления GRUNDFOS","RU-CONTROLWW-S 2X24-29,9A SD-ABP-II 4+SC",{"v":6217,"d":"6,217"},"Z"]
[96957489,"Шкаф управления GRUNDFOS","RU-CONTROLWW-S 2X24-29,9A SD-I 1 + SC",{"v":7573,"d":"7,573"},"Z"]
[96956056,"Шкаф управления GRUNDFOS","RU-CONTROLWW-S 2X24-29,9A SS-ABP-II 4",{"v":6899,"d":"6,899"},"Z"]
[96956609,"Шкаф управления GRUNDFOS","RU-CONTROLWW-S 2X24-29,9A SS-ABP-II 4+SC",{"v":7044,"d":"7,044"},"Z"]
[96956596,"Шкаф управления GRUNDFOS","RU-CONTROLWW-S 2X24-29,9A SS-II 4 + SC",{"v":5829,"d":"5,829"},"Z"]
[96957503,"Шкаф управления GRUNDFOS","RU-CONTROLWW-S 2X30-36,9A SD-ABP-I 1+SC",{"v":11926,"d":"11,926"},"Z"]
[96938401,"Шкаф управления GRUNDFOS","RU-CONTROLWW-S 2X30-36,9A SD-ABP-II 4+SC",{"v":8150,"d":"8,150"},"Z"]
[96957490,"Шкаф управления GRUNDFOS","RU-CONTROLWW-S 2X30-36,9A SD-I 1 + SC",{"v":10231,"d":"10,231"},"Z"]
[96938371,"Шкаф управления GRUNDFOS","RU-CONTROLWW-S 2X30-36,9A SD-II 4 + SC",{"v":5653,"d":"5,653"},"Z"]
[96956057,"Шкаф управления GRUNDFOS","RU-CONTROLWW-S 2X30-36,9A SS-ABP-I 4",{"v":9192,"d":"9,192"},"Z"]
[96956597,"Шкаф управления GRUNDFOS","RU-CONTROLWW-S 2X30-36,9A SS-II 4 + SC",{"v":6574,"d":"6,574"},"Z"]
[96938402,"Шкаф управления GRUNDFOS","RU-CONTROLWW-S 2X37-47,9A SD-ABP-II 4+SC",{"v":8956,"d":"8,956"},"Z"]
[96957491,"Шкаф управления GRUNDFOS","RU-CONTROLWW-S 2X37-47,9A SD-I 1 + SC",{"v":10846,"d":"10,846"},"Z"]
[96956058,"Шкаф управления GRUNDFOS","RU-CONTROLWW-S 2X37-47,9A SS-ABP-I 4",{"v":10793,"d":"10,793"},"Z"]
[96956027,"Шкаф управления GRUNDFOS","RU-CONTROLWW-S 2X37-47,9A SS-II 4",{"v":6937,"d":"6,937"},"Z"]
[96956598,"Шкаф управления GRUNDFOS","RU-CONTROLWW-S 2X37-47,9A SS-II 4 + SC",{"v":7062,"d":"7,062"},"Z"]
[96938394,"Шкаф управления GRUNDFOS","RU-CONTROLWW-S 2X4-5,9A DOL-ABP-II 4+SC",{"v":4592,"d":"4,592"},"Z"]
[96957505,"Шкаф управления GRUNDFOS","RU-CONTROLWW-S 2X48-59,9A SD-ABP-I 1+SC",{"v":13460,"d":"13,460"},"Z"]
[96938403,"Шкаф управления GRUNDFOS","RU-CONTROLWW-S 2X48-59,9A SD-ABP-I 4+SC",{"v":9957,"d":"9,957"},"Z"]
[96957492,"Шкаф управления GRUNDFOS","RU-CONTROLWW-S 2X48-59,9A SD-I 1 + SC",{"v":11415,"d":"11,415"},"Z"]
[96956059,"Шкаф управления GRUNDFOS","RU-CONTROLWW-S 2X48-59,9A SS-ABP-I 4",{"v":12007,"d":"12,007"},"Z"]
[96956599,"Шкаф управления GRUNDFOS","RU-CONTROLWW-S 2X48-59,9A SS-II 4 + SC",{"v":7762,"d":"7,762"},"Z"]
[96939592,"Шкаф управления GRUNDFOS","RU-CONTROLWW-S 2X6-8,9A  DOL-I 1 + SC",{"v":6681,"d":"6,681"},"Z"]
[96938396,"Шкаф управления GRUNDFOS","RU-CONTROLWW-S 2X9-12,9A SD-ABP-II 4+ SC",{"v":5320,"d":"5,320"},"Z"]
[96957485,"Шкаф управления GRUNDFOS","RU-CONTROLWW-S 2X9-12,9A SD-I 1 + SC",{"v":6992,"d":"6,992"},"Z"]
[96934933,"Шкаф управления GRUNDFOS","RU-CONTROLWW-S 2X9-12,9A SD-II 4",{"v":4297,"d":"4,297"},"Z"]
[96938366,"Шкаф управления GRUNDFOS","RU-CONTROLWW-S 2X9-12,9A SD-II 4 + SC",{"v":4442,"d":"4,442"},"Z"]
[96956052,"Шкаф управления GRUNDFOS","RU-CONTROLWW-S 2X9-12,9A SS-ABP-II 4",{"v":5925,"d":"5,925"},"Z"]
[96956592,"Шкаф управления GRUNDFOS","RU-CONTROLWW-S 2X9-12,9A SS-II 4 + SC",{"v":5193,"d":"5,193"},"Z"]
[96982798,"Шкаф управления GRUNDFOS","RU-CONTROLWW-S 3X1,6-2,4A DOL-ABP-I 1",{"v":8554,"d":"8,554"},"Z"]
[96982848,"Шкаф управления GRUNDFOS","RU-CONTROLWW-S 3X1,6-2,4A DOL-ABP-I+SC 1",{"v":8853,"d":"8,853"},"Z"]
[96982493,"Шкаф управления GRUNDFOS","RU-CONTROLWW-S 3X1,6-2,4A DOL-ABP-II 4",{"v":5784,"d":"5,784"},"Z"]
[96982755,"Шкаф управления GRUNDFOS","RU-CONTROLWW-S 3X1,6-2,4A DOL-I 1",{"v":7987,"d":"7,987"},"Z"]
[96982811,"Шкаф управления GRUNDFOS","RU-CONTROLWW-S 3X1,6-2,4A DOL-I+SC 1",{"v":8287,"d":"8,287"},"Z"]
[96982511,"Шкаф управления GRUNDFOS","RU-CONTROLWW-S 3X1,6-2,4A DOL-II+SC 4",{"v":5518,"d":"5,518"},"Z"]
[96982953,"Шкаф управления GRUNDFOS","RU-CONTROLWW-S 3X13-16,9A SD-ABP-I+SC 1",{"v":10472,"d":"10,472"},"Z"]
[96982554,"Шкаф управления GRUNDFOS","RU-CONTROLWW-S 3X13-16,9A SD-ABP-II+SC 4",{"v":8065,"d":"8,065"},"Z"]
[96982760,"Шкаф управления GRUNDFOS","RU-CONTROLWW-S 3X13-16,9A SD-I 1",{"v":9008,"d":"9,008"},"Z"]
[96982816,"Шкаф управления GRUNDFOS","RU-CONTROLWW-S 3X13-16,9A SD-I+SC 1",{"v":9309,"d":"9,309"},"Z"]
[96982526,"Шкаф управления GRUNDFOS","RU-CONTROLWW-S 3X13-16,9A SD-II+SC 4",{"v":6901,"d":"6,901"},"Z"]
[96982680,"Шкаф управления GRUNDFOS","RU-CONTROLWW-S 3X13-16,9A SS-ABP-II 4",{"v":9143,"d":"9,143"},"Z"]
[96982710,"Шкаф управления GRUNDFOS","RU-CONTROLWW-S 3X13-16,9A SS-II+SC 4",{"v":8296,"d":"8,296"},"Z"]
[96982555,"Шкаф управления GRUNDFOS","RU-CONTROLWW-S 3X17-19,9A SD-ABP-I+SC 4",{"v":8308,"d":"8,308"},"Z"]
[96982761,"Шкаф управления GRUNDFOS","RU-CONTROLWW-S 3X17-19,9A SD-I 1",{"v":9063,"d":"9,063"},"Z"]
[96982817,"Шкаф управления GRUNDFOS","RU-CONTROLWW-S 3X17-19,9A SD-I+SC 1",{"v":9363,"d":"9,363"},"Z"]
[96982527,"Шкаф управления GRUNDFOS","RU-CONTROLWW-S 3X17-19,9A SD-I+SC 4",{"v":7093,"d":"7,093"},"Z"]
[96982681,"Шкаф управления GRUNDFOS","RU-CONTROLWW-S 3X17-19,9A SS-ABP-I 4",{"v":9656,"d":"9,656"},"Z"]
[96982711,"Шкаф управления GRUNDFOS","RU-CONTROLWW-S 3X17-19,9A SS-I+SC 4",{"v":8793,"d":"8,793"},"Z"]
[96982812,"Шкаф управления GRUNDFOS","RU-CONTROLWW-S 3X2,5-3,9A DOL-I+SC 1",{"v":8290,"d":"8,290"},"Z"]
[96982522,"Шкаф управления GRUNDFOS","RU-CONTROLWW-S 3X2,5-3,9A DOL-II+SC 4",{"v":5520,"d":"5,520"},"Z"]
[96982556,"Шкаф управления GRUNDFOS","RU-CONTROLWW-S 3X20-23,9A SD-ABP-I+SC 4",{"v":8641,"d":"8,641"},"Z"]
[96982528,"Шкаф управления GRUNDFOS","RU-CONTROLWW-S 3X20-23,9A SD-I+SC 4",{"v":7342,"d":"7,342"},"Z"]
[96982692,"Шкаф управления GRUNDFOS","RU-CONTROLWW-S 3X20-23,9A SS-ABP-I 4",{"v":9863,"d":"9,863"},"Z"]
[96982745,"Шкаф управления GRUNDFOS","RU-CONTROLWW-S 3X20-23,9A SS-ABP-I+SC 4",{"v":10164,"d":"10,164"},"Z"]
[96982613,"Шкаф управления GRUNDFOS","RU-CONTROLWW-S 3X20-23,9A SS-I 4",{"v":8619,"d":"8,619"},"Z"]
[96982732,"Шкаф управления GRUNDFOS","RU-CONTROLWW-S 3X20-23,9A SS-I+SC 4",{"v":8920,"d":"8,920"},"Z"]
[96982956,"Шкаф управления GRUNDFOS","RU-CONTROLWW-S 3X24-29,9A SD-ABP-I+SC 1",{"v":13971,"d":"13,971"},"Z"]
[96982557,"Шкаф управления GRUNDFOS","RU-CONTROLWW-S 3X24-29,9A SD-ABP-I+SC 4",{"v":10089,"d":"10,089"},"Z"]
[96982501,"Шкаф управления GRUNDFOS","RU-CONTROLWW-S 3X24-29,9A SD-ABP-I4",{"v":9791,"d":"9,791"},"Z"]
[96982819,"Шкаф управления GRUNDFOS","RU-CONTROLWW-S 3X24-29,9A SD-I+SC 1",{"v":12113,"d":"12,113"},"Z"]
[96982529,"Шкаф управления GRUNDFOS","RU-CONTROLWW-S 3X24-29,9A SD-I+SC 4",{"v":7848,"d":"7,848"},"Z"]
[96982693,"Шкаф управления GRUNDFOS","RU-CONTROLWW-S 3X24-29,9A SS-ABP-I 4",{"v":11514,"d":"11,514"},"Z"]
[96982733,"Шкаф управления GRUNDFOS","RU-CONTROLWW-S 3X24-29,9A SS-I+SC 4",{"v":9674,"d":"9,674"},"Z"]
[96982558,"Шкаф управления GRUNDFOS","RU-CONTROLWW-S 3X30-36,9A SD-ABP-I+SC 4",{"v":10838,"d":"10,838"},"Z"]
[96982820,"Шкаф управления GRUNDFOS","RU-CONTROLWW-S 3X30-36,9A SD-I+SC 1",{"v":12545,"d":"12,545"},"Z"]
[96982530,"Шкаф управления GRUNDFOS","RU-CONTROLWW-S 3X30-36,9A SD-I+SC 4",{"v":8280,"d":"8,280"},"Z"]
[96982695,"Шкаф управления GRUNDFOS","RU-CONTROLWW-S 3X30-36,9A SS-ABP-I 4",{"v":12410,"d":"12,410"},"Z"]
[96982615,"Шкаф управления GRUNDFOS","RU-CONTROLWW-S 3X30-36,9A SS-I 4",{"v":9863,"d":"9,863"},"Z"]
[96982734,"Шкаф управления GRUNDFOS","RU-CONTROLWW-S 3X30-36,9A SS-I+SC 4",{"v":10164,"d":"10,164"},"Z"]
[96982808,"Шкаф управления GRUNDFOS","RU-CONTROLWW-S 3X37-47,9A SD-ABP-I 1",{"v":15844,"d":"15,844"},"Z"]
[96982821,"Шкаф управления GRUNDFOS","RU-CONTROLWW-S 3X37-47,9A SD-I+SC 1",{"v":13748,"d":"13,748"},"Z"]
[96982531,"Шкаф управления GRUNDFOS","RU-CONTROLWW-S 3X37-47,9A SD-I+SC 4",{"v":10068,"d":"10,068"},"Z"]
[96982696,"Шкаф управления GRUNDFOS","RU-CONTROLWW-S 3X37-47,9A SS-ABP-I 4",{"v":15265,"d":"15,265"},"Z"]
[96982748,"Шкаф управления GRUNDFOS","RU-CONTROLWW-S 3X37-47,9A SS-ABP-I+SC 4",{"v":15575,"d":"15,575"},"Z"]
[96982616,"Шкаф управления GRUNDFOS","RU-CONTROLWW-S 3X37-47,9A SS-I 4",{"v":12867,"d":"12,867"},"Z"]
[96982735,"Шкаф управления GRUNDFOS","RU-CONTROLWW-S 3X37-47,9A SS-I+SC 4",{"v":13168,"d":"13,168"},"Z"]
[96982850,"Шкаф управления GRUNDFOS","RU-CONTROLWW-S 3X4-5,9A DOL-ABP-I+SC 1",{"v":8954,"d":"8,954"},"Z"]
[96982551,"Шкаф управления GRUNDFOS","RU-CONTROLWW-S 3X4-5,9A DOL-ABP-II+SC 4",{"v":6152,"d":"6,152"},"Z"]
[96982757,"Шкаф управления GRUNDFOS","RU-CONTROLWW-S 3X4-5,9A DOL-I 1",{"v":7998,"d":"7,998"},"Z"]
[96982813,"Шкаф управления GRUNDFOS","RU-CONTROLWW-S 3X4-5,9A DOL-I+SC 1",{"v":8226,"d":"8,226"},"Z"]
[96982504,"Шкаф управления GRUNDFOS","RU-CONTROLWW-S 3X48-59,9A SD-ABP-I 4",{"v":15533,"d":"15,533"},"Z"]
[96982560,"Шкаф управления GRUNDFOS","RU-CONTROLWW-S 3X48-59,9A SD-ABP-I+SC 4",{"v":15844,"d":"15,844"},"Z"]
[96982822,"Шкаф управления GRUNDFOS","RU-CONTROLWW-S 3X48-59,9A SD-I+SC 1",{"v":14798,"d":"14,798"},"Z"]
[96982736,"Шкаф управления GRUNDFOS","RU-CONTROLWW-S 3X48-59,9A SS-I+SC 4",{"v":13333,"d":"13,333"},"Z"]
[96982851,"Шкаф управления GRUNDFOS","RU-CONTROLWW-S 3X6-8,9A DOL-ABP-I+SC 1",{"v":9026,"d":"9,026"},"Z"]
[96982496,"Шкаф управления GRUNDFOS","RU-CONTROLWW-S 3X6-8,9A DOL-ABP-II 4",{"v":5958,"d":"5,958"},"Z"]
[96982552,"Шкаф управления GRUNDFOS","RU-CONTROLWW-S 3X6-8,9A DOL-ABP-II+SC 4",{"v":6258,"d":"6,258"},"Z"]
[96982814,"Шкаф управления GRUNDFOS","RU-CONTROLWW-S 3X6-8,9A DOL-I+SC 1",{"v":8303,"d":"8,303"},"Z"]
[96982524,"Шкаф управления GRUNDFOS","RU-CONTROLWW-S 3X6-8,9A DOL-II+SC 4",{"v":5535,"d":"5,535"},"Z"]
[96982952,"Шкаф управления GRUNDFOS","RU-CONTROLWW-S 3X9-12,9A SD-ABP-I+SC 1",{"v":9947,"d":"9,947"},"Z"]
[96982815,"Шкаф управления GRUNDFOS","RU-CONTROLWW-S 3X9-12,9A SD-I+SC 1",{"v":9008,"d":"9,008"},"Z"]
[96982679,"Шкаф управления GRUNDFOS","RU-CONTROLWW-S 3X9-12,9A SS-ABP-II 4",{"v":8373,"d":"8,373"},"Z"]
[96982742,"Шкаф управления GRUNDFOS","RU-CONTROLWW-S 3X9-12,9A SS-ABP-II+SC 4",{"v":8588,"d":"8,588"},"Z"]
[96982709,"Шкаф управления GRUNDFOS","RU-CONTROLWW-S 3X9-12,9A SS-II+SC 4",{"v":7730,"d":"7,730"},"Z"]
[96938397,"Шкаф управления GRUNDFOS","RV-Control WW-S 2x13-16,9A SD-ABP-II4+SC",{"v":5352,"d":"5,352"},"Z"]
[96956610,"Шкаф управления GRUNDFOS","RV-Control WW-S 2x30-36,9A SS-ABP-I 4+SC",{"v":9337,"d":"9,337"},"Z"]
[96956605,"Шкаф управления GRUNDFOS","RV-Control WW-S 2x9-12,9A SS-ABP-II 4+SC",{"v":6072,"d":"6,072"},"Z"]
[96967422,"Шкаф управления GRUNDFOS","RV-ControlWW-S 1X17-19,9A SS-II 4",{"v":4338,"d":"4,338"},"Z"]
[96967343,"Шкаф управления GRUNDFOS","RV-ControlWW-S 1X20-23,9A SD-ABP-II 4+SC",{"v":4817,"d":"4,817"},"Z"]
[96967280,"Шкаф управления GRUNDFOS","RV-ControlWW-S 1X24-29,9A SD-II 4",{"v":4212,"d":"4,212"},"Z"]
[96967437,"Шкаф управления GRUNDFOS","RV-ControlWW-S 1X24-29,9A SS-ABP-II 4",{"v":5694,"d":"5,694"},"Z"]
[96967425,"Шкаф управления GRUNDFOS","RV-ControlWW-S 1X30-36,9A SS-II 4",{"v":5164,"d":"5,164"},"Z"]
[96967365,"Шкаф управления GRUNDFOS","RV-ControlWW-S 1X37-47,9A SD-I 1",{"v":9588,"d":"9,588"},"Z"]
[96967302,"Шкаф управления GRUNDFOS","RV-ControlWW-S 1X4-5,9A DOL-ABP-II 4",{"v":4115,"d":"4,115"},"Z"]
[96967304,"Шкаф управления GRUNDFOS","RV-ControlWW-S 1X9-12,9A SD-ABP-II 4",{"v":4559,"d":"4,559"},"Z"]
[96939194,"Шкаф управления GRUNDFOS","RV-ControlWW-S 2X13-16,9A SD-I 1",{"v":6880,"d":"6,880"},"Z"]
[96939218,"Шкаф управления GRUNDFOS","RV-ControlWW-S 2X17-19,9A SD-ABP-I 1",{"v":9416,"d":"9,416"},"Z"]
[96956055,"Шкаф управления GRUNDFOS","RV-ControlWW-S 2X20-23,9A SS-ABP-II 4",{"v":6432,"d":"6,432"},"Z"]
[96956608,"Шкаф управления GRUNDFOS","RV-ControlWW-S 2X20-23,9A SS-ABP-II 4+SC",{"v":6578,"d":"6,578"},"Z"]
[96934967,"Шкаф управления GRUNDFOS","RV-ControlWW-S 2X24-29,9A SD-ABP-II 4",{"v":6070,"d":"6,070"},"Z"]
[96939197,"Шкаф управления GRUNDFOS","RV-ControlWW-S 2X24-29,9A SD-I 1",{"v":7427,"d":"7,427"},"Z"]
[96956802,"Шкаф управления GRUNDFOS","RV-ControlWW-S 2X30-36,9A SD-ABP-I 1",{"v":11778,"d":"11,778"},"Z"]
[96956026,"Шкаф управления GRUNDFOS","RV-ControlWW-S 2X30-36,9A SS-II 4",{"v":6429,"d":"6,429"},"Z"]
[96956803,"Шкаф управления GRUNDFOS","RV-ControlWW-S 2X37-47,9A SD-ABP-I 1",{"v":12585,"d":"12,585"},"Z"]
[96957504,"Шкаф управления GRUNDFOS","RV-ControlWW-S 2X37-47,9A SD-ABP-I 1+SC",{"v":12730,"d":"12,730"},"Z"]
[96934939,"Шкаф управления GRUNDFOS","RV-ControlWW-S 2X37-47,9A SD-II 4",{"v":6087,"d":"6,087"},"Z"]
[96938372,"Шкаф управления GRUNDFOS","RV-ControlWW-S 2X37-47,9A SD-II 4 + SC",{"v":6267,"d":"6,267"},"Z"]
[96939214,"Шкаф управления GRUNDFOS","RV-ControlWW-S 2X4-5,9A DOL-ABP-I 1",{"v":6997,"d":"6,997"},"Z"]
[96939121,"Шкаф управления GRUNDFOS","RV-ControlWW-S 2X4-5,9A DOL-I 1",{"v":6533,"d":"6,533"},"Z"]
[96934811,"Шкаф управления GRUNDFOS","RV-ControlWW-S 2X4-5,9A DOL-II 4",{"v":3986,"d":"3,986"},"Z"]
[96938364,"Шкаф управления GRUNDFOS","RV-ControlWW-S 2X4-5,9A DOL-II 4 + SC",{"v":4131,"d":"4,131"},"Z"]
[96938373,"Шкаф управления GRUNDFOS","RV-ControlWW-S 2X48-59,9A SD-II 4 + SC",{"v":6904,"d":"6,904"},"Z"]
[96957497,"Шкаф управления GRUNDFOS","RV-ControlWW-S 2X6-8,9A  DOL-ABP-I 1+SC",{"v":7220,"d":"7,220"},"Z"]
[96939192,"Шкаф управления GRUNDFOS","RV-ControlWW-S 2X6-8.9A  DOL-I 1",{"v":6533,"d":"6,533"},"Z"]
[96939216,"Шкаф управления GRUNDFOS","RV-ControlWW-S 2X9-12,9A SD-ABP-I 1",{"v":9111,"d":"9,111"},"Z"]
[96957498,"Шкаф управления GRUNDFOS","RV-ControlWW-S 2X9-12,9A SD-ABP-I 1 + SC",{"v":9247,"d":"9,247"},"Z"]
[96982498,"Шкаф управления GRUNDFOS","RV-ControlWW-S 3X13-16,9A SD-ABP-II 4",{"v":7767,"d":"7,767"},"Z"]
[96982499,"Шкаф управления GRUNDFOS","RV-ControlWW-S 3X17-19,9A SD-ABP-I 4",{"v":8010,"d":"8,010"},"Z"]
[96982954,"Шкаф управления GRUNDFOS","RV-ControlWW-S 3X17-19,9A SD-ABP-I+SC 1",{"v":10579,"d":"10,579"},"Z"]
[96982744,"Шкаф управления GRUNDFOS","RV-ControlWW-S 3X17-19,9A SS-ABP-I+SC 4",{"v":9957,"d":"9,957"},"Z"]
[96982612,"Шкаф управления GRUNDFOS","RV-ControlWW-S 3X17-19,9A SS-I 4",{"v":8492,"d":"8,492"},"Z"]
[96982799,"Шкаф управления GRUNDFOS","RV-ControlWW-S 3X2,5-3,9A DOL-ABP-I 1",{"v":8581,"d":"8,581"},"Z"]
[96982849,"Шкаф управления GRUNDFOS","RV-ControlWW-S 3X2,5-3,9A DOL-ABP-I+SC 1",{"v":8882,"d":"8,882"},"Z"]
[96982494,"Шкаф управления GRUNDFOS","RV-ControlWW-S 3X2,5-3,9A DOL-ABP-II 4",{"v":5810,"d":"5,810"},"Z"]
[96982805,"Шкаф управления GRUNDFOS","RV-ControlWW-S 3X20-23,9A SD-ABP-I 1",{"v":10612,"d":"10,612"},"Z"]
[96982500,"Шкаф управления GRUNDFOS","RV-ControlWW-S 3X20-23,9A SD-ABP-I 4",{"v":8342,"d":"8,342"},"Z"]
[96982955,"Шкаф управления GRUNDFOS","RV-ControlWW-S 3X20-23,9A SD-ABP-I+SC 1",{"v":10913,"d":"10,913"},"Z"]
[96982792,"Шкаф управления GRUNDFOS","RV-ControlWW-S 3X20-23,9A SD-I 1",{"v":9314,"d":"9,314"},"Z"]
[96982433,"Шкаф управления GRUNDFOS","RV-ControlWW-S 3X24-29,9A SD-I 4",{"v":7547,"d":"7,547"},"Z"]
[96982746,"Шкаф управления GRUNDFOS","RV-ControlWW-S 3X24-29,9A SS-ABP-I+SC 4",{"v":11815,"d":"11,815"},"Z"]
[96982614,"Шкаф управления GRUNDFOS","RV-ControlWW-S 3X24-29,9A SS-I 4",{"v":9374,"d":"9,374"},"Z"]
[96982502,"Шкаф управления GRUNDFOS","RV-ControlWW-S 3X30-36,9A SD-ABP-I 4",{"v":10537,"d":"10,537"},"Z"]
[96982747,"Шкаф управления GRUNDFOS","RV-ControlWW-S 3X30-36,9A SS-ABP-I+SC 4",{"v":12722,"d":"12,722"},"Z"]
[96982559,"Шкаф управления GRUNDFOS","RV-ControlWW-S 3X37-47,9A SD-ABP-I+SC 4",{"v":13533,"d":"13,533"},"Z"]
[96982795,"Шкаф управления GRUNDFOS","RV-ControlWW-S 3X37-47,9A SD-I 1",{"v":13448,"d":"13,448"},"Z"]
[96982800,"Шкаф управления GRUNDFOS","RV-ControlWW-S 3X4-5,9A DOL-ABP-I 1",{"v":8612,"d":"8,612"},"Z"]
[96982495,"Шкаф управления GRUNDFOS","RV-ControlWW-S 3X4-5,9A DOL-ABP-II 4",{"v":5818,"d":"5,818"},"Z"]
[96982796,"Шкаф управления GRUNDFOS","RV-ControlWW-S 3X48-59,9A SD-I 1",{"v":14497,"d":"14,497"},"Z"]
[96982497,"Шкаф управления GRUNDFOS","RV-ControlWW-S 3X9-12,9A SD-ABP-II 4",{"v":6883,"d":"6,883"},"Z"]
[96982553,"Шкаф управления GRUNDFOS","RV-ControlWW-S 3X9-12,9A SD-ABP-II+SC 4",{"v":7183,"d":"7,183"},"Z"]
[96982525,"Шкаф управления GRUNDFOS","RV-ControlWW-S 3X9-12,9A SD-II+SC 4",{"v":6241,"d":"6,241"},"Z"]
["00ID8707","Предохранительный клапан GRUNDFOS","Safety valve      851E, R1 1/4\"; PN 10",556,"Z"]
["00ID8701","Предохранительный клапан GRUNDFOS","Safety valve 851E, R 1\"; PN 10",405,"Z"]
["00ID8702","Предохранительный клапан GRUNDFOS","Safety valve 851E, R 1\"; PN 16",405,"Z"]
["00ID8700","Предохранительный клапан GRUNDFOS","Safety valve 851E, R 1\"; PN 6",405,"Z"]
["00ID8708","Предохранительный клапан GRUNDFOS","Safety valve 851E, R1 1/4\"; PN 16",556,"Z"]
["00ID8706","Предохранительный клапан GRUNDFOS","Safety valve 851E, R1 1/4\"; PN 6",556,"Z"]
["00ID8695","Предохранительный клапан GRUNDFOS","Safety valve 851E, R1/2\"; PN 10",242,"Z"]
["00ID8694","Предохранительный клапан GRUNDFOS","Safety valve 851E, R1/2\"; PN 6",242,"Z"]
["00ID8698","Предохранительный клапан GRUNDFOS","Safety valve 851E, R3/4\"; PN 10",303,"Z"]
["00ID8699","Предохранительный клапан GRUNDFOS","Safety valve 851E, R3/4\"; PN 16",303,"Z"]
["00ID8697","Предохранительный клапан GRUNDFOS","Safety valve 851E, R3/4\"; PN 6",303,"Z"]
[95709473,"Фильтр на линию подвода разбавляющей воды GRUNDFOS","sample water filter",254,"ZM1"]
[96802243,"Распределительный шкаф GRUNDFOS","SA-SPM 7 CSIR 0.37kW 1x220-240V 50Hz",185,"B2"]
[96786467,"Распределительный шкаф GRUNDFOS","SA-SPM 7 CSIR 0.55kW 1x220-240V 50Hz",185,"B2"]
[96786468,"Распределительный шкаф GRUNDFOS","SA-SPM 7 CSIR 0.75kW 1x220-240V 50Hz",185,"B2"]
[96786469,"Распределительный шкаф GRUNDFOS","SA-SPM 8 CSCR 1.1kW 1x220-240V 50Hz",245,"B2"]
[96786470,"Распределительный шкаф GRUNDFOS","SA-SPM 8 CSCR 1.5kW 1x220-240V 50Hz",285,"B2"]
[96786471,"Распределительный шкаф GRUNDFOS","SA-SPM 8 CSCR 2.2kW 1x220-240V 50Hz",306,"B2"]
["00ID7810","Поплавковый выключатель Reifa E GRUNDFOS","SCHA SCHWIMM REIFA 10EZ ENTLEER.10M M.ST",54,"Z"]
["00ID7941","Поплавковый выключатель Reifa E GRUNDFOS","SCHA SCHWIMM REIFA 10FZ BEFLL. 10M M.ST",54,"Z"]
["00ID7942","Поплавковый выключатель Reifa E GRUNDFOS","SCHA SCHWIMM REIFA 20E ENTLEER.20M O.ST",71,"Z"]
["00ID7943","Поплавковый выключатель Reifa E GRUNDFOS","SCHA SCHWIMM REIFA 20EZ ENTLEER.20M M.ST",81,"Z"]
["00ID7944","Поплавковый выключатель Reifa E GRUNDFOS","SCHA SCHWIMM REIFA 20F BEFLL. 20M O.ST",71,"Z"]
["00ID7945","Поплавковый выключатель Reifa E GRUNDFOS","SCHA SCHWIMM REIFA 20FZ BEFLL. 20M M.ST",81,"Z"]
["00ID7802","Поплавковый выключатель Reifa E GRUNDFOS","SCHA SCHWIMM REIFA 3EZ ENTLEER. 3M M.ST",35,"Z"]
["00ID7804","Поплавковый выключатель Reifa E GRUNDFOS","SCHA SCHWIMM REIFA 3FZ BEFLL. 3M M.ST",35,"Z"]
["00ID7805","Поплавковый выключатель Reifa E GRUNDFOS","SCHA SCHWIMM REIFA 5E ENTLEER. 5M O.ST",29,"Z"]
["00ID7806","Поплавковый выключатель Reifa E GRUNDFOS","SCHA SCHWIMM REIFA 5EZ ENTLEER. 5M M.ST",40,"Z"]
["00ID7807","Поплавковый выключатель Reifa E GRUNDFOS","SCHA SCHWIMM REIFA 5F BEFLL. 5M O.ST",29,"Z"]
["00ID7808","Поплавковый выключатель Reifa E GRUNDFOS","SCHA SCHWIMM REIFA 5FZ BEFLL. 5M M.ST",40,"Z"]
["00ID7376","Шкаф управления GRUNDFOS","SCHALTKASTEN PDL 1,2-1,8A IP66",292,"Z"]
["00ID7377","Шкаф управления GRUNDFOS","SCHALTKASTEN PDL 1,8-2,7A IP66",292,"Z"]
["00ID7378","Шкаф управления GRUNDFOS","SCHALTKASTEN PDL 2,7-4A IP66",292,"Z"]
["00ID7379","Шкаф управления GRUNDFOS","SCHALTKASTEN PDL 4-6A IP66",292,"Z"]
["00ID7380","Шкаф управления GRUNDFOS","SCHALTKASTEN PDL 6-9A IP66",292,"Z"]
["00ID8168","Шкаф управления GRUNDFOS","SCHALTKASTEN PDL 8-11A IP66",292,"Z"]
["00ID7441","Шкаф управления GRUNDFOS","SCHALTKASTEN PKZEL 1-1,6A IP65",595,"Z"]
["00ID7442","Шкаф управления GRUNDFOS","SCHALTKASTEN TYP PKZEL 1,6-2",595,"Z"]
["00ID7444","Шкаф управления GRUNDFOS","SCHALTKASTEN TYP PKZEL 4-6,3",595,"Z"]
[315396,"Спиральный всасывающий шланг GRUNDFOS","SCHLAUCH-SAUG PVC 1\" 4M KPL.",56,"Z"]
[91079008,"Муфта соединительная GRUNDFOS","SCREWED CONNENTION 11/2\"AG PN10",84,"Z"]
[96047641,"Насос GRUNDFOS","SE1.100.100.40.4.51D.B",{"v":5134,"d":"5,134"},"J2"]
[96047645,"Насос GRUNDFOS","SE1.100.100.40.Ex.4.51D.B",{"v":5514,"d":"5,514"},"J2"]
[96047657,"Насос GRUNDFOS","SE1.100.100.55.4.51D.B",{"v":5905,"d":"5,905"},"J2"]
[96047661,"Насос GRUNDFOS","SE1.100.100.55.Ex.4.51D.B",{"v":6341,"d":"6,341"},"J2"]
[96047671,"Насос GRUNDFOS","SE1.100.100.75.4.51D.B",{"v":6640,"d":"6,640"},"J2"]
[96047675,"Насос GRUNDFOS","SE1.100.100.75.Ex.4.51D.B",{"v":7133,"d":"7,133"},"J2"]
[96048113,"Насос GRUNDFOS","SE1.100.150.40.4.51D.B",{"v":5265,"d":"5,265"},"J2"]
[96048117,"Насос GRUNDFOS","SE1.100.150.40.Ex.4.51D.B",{"v":5622,"d":"5,622"},"J2"]
[96048129,"Насос GRUNDFOS","SE1.100.150.55.4.51D.B",{"v":5982,"d":"5,982"},"J2"]
[96048133,"Насос GRUNDFOS","SE1.100.150.55.Ex.4.51D.B",{"v":6409,"d":"6,409"},"J2"]
[96048143,"Насос GRUNDFOS","SE1.100.150.75.4.51D.B",{"v":6720,"d":"6,720"},"J2"]
[96048147,"Насос GRUNDFOS","SE1.100.150.75.Ex.4.51D.B",{"v":7219,"d":"7,219"},"J2"]
[98179822,"Насос GRUNDFOS","SE1.110.200.100.4.52M.C.N.51D",{"v":10942,"d":"10,942"},"J3"]
[98179823,"Насос GRUNDFOS","SE1.110.200.100.4.52M.H.N.51D",{"v":11598,"d":"11,598"},"J3"]
[98174814,"Насос GRUNDFOS","SE1.110.200.110.4.52M.C.N.51D",{"v":11379,"d":"11,379"},"J3"]
[98174815,"Насос GRUNDFOS","SE1.110.200.110.4.52M.H.N.51D",{"v":12036,"d":"12,036"},"J3"]
[98179819,"Насос GRUNDFOS","SE1.110.200.130.4.52M.C.N.51D",{"v":11817,"d":"11,817"},"J3"]
[98179820,"Насос GRUNDFOS","SE1.110.200.130.4.52M.H.N.51D",{"v":12474,"d":"12,474"},"J3"]
[98174812,"Насос GRUNDFOS","SE1.110.200.150.4.52M.C.N.51D",{"v":12255,"d":"12,255"},"J3"]
[98174813,"Насос GRUNDFOS","SE1.110.200.150.4.52M.H.N.51D",{"v":12911,"d":"12,911"},"J3"]
[98179816,"Насос GRUNDFOS","SE1.110.200.170.4.52M.C.N.51D",{"v":12693,"d":"12,693"},"J3"]
[98179817,"Насос GRUNDFOS","SE1.110.200.170.4.52M.H.N.51D",{"v":13349,"d":"13,349"},"J3"]
[98174809,"Насос GRUNDFOS","SE1.110.200.185.4.52M.C.N.51D",{"v":13130,"d":"13,130"},"J3"]
[98174810,"Насос GRUNDFOS","SE1.110.200.185.4.52M.H.N.51D",{"v":13786,"d":"13,786"},"J3"]
[98179813,"Насос GRUNDFOS","SE1.110.200.200.4.52M.C.N.51D",{"v":13568,"d":"13,568"},"J3"]
[98179814,"Насос GRUNDFOS","SE1.110.200.200.4.52M.H.N.51D",{"v":14224,"d":"14,224"},"J3"]
[98145015,"Насос GRUNDFOS","SE1.110.200.220.4.52M.C.N.51D",{"v":14006,"d":"14,006"},"J3"]
[98145022,"Насос GRUNDFOS","SE1.110.200.220.4.52M.H.N.51D",{"v":14663,"d":"14,663"},"J3"]
[98179833,"Насос GRUNDFOS","SE1.140.250.130.4.52L.C.N.51D",{"v":11800,"d":"11,800"},"J3"]
[98179834,"Насос GRUNDFOS","SE1.140.250.130.4.52L.D.N.51D",{"v":11585,"d":"11,585"},"J3"]
[98179835,"Насос GRUNDFOS","SE1.140.250.130.4.52L.H.N.51D",{"v":12229,"d":"12,229"},"J3"]
[98174819,"Насос GRUNDFOS","SE1.140.250.150.4.52L.C.N.51D",{"v":12229,"d":"12,229"},"J3"]
[98174820,"Насос GRUNDFOS","SE1.140.250.150.4.52L.D.N.51D",{"v":12015,"d":"12,015"},"J3"]
[98174821,"Насос GRUNDFOS","SE1.140.250.150.4.52L.H.N.51D",{"v":12658,"d":"12,658"},"J3"]
[98179829,"Насос GRUNDFOS","SE1.140.250.170.4.52L.C.N.51D",{"v":12658,"d":"12,658"},"J3"]
[98179830,"Насос GRUNDFOS","SE1.140.250.170.4.52L.D.N.51D",{"v":12444,"d":"12,444"},"J3"]
[98179831,"Насос GRUNDFOS","SE1.140.250.170.4.52L.H.N.51D",{"v":13087,"d":"13,087"},"J3"]
[98145029,"Насос GRUNDFOS","SE1.140.250.185.4.52L.C.N.51D",{"v":13087,"d":"13,087"},"J3"]
[98145030,"Насос GRUNDFOS","SE1.140.250.185.4.52L.D.N.51D",{"v":12873,"d":"12,873"},"J3"]
[98145044,"Насос GRUNDFOS","SE1.140.250.185.4.52L.H.N.51D",{"v":13516,"d":"13,516"},"J3"]
[98179825,"Насос GRUNDFOS","SE1.140.250.200.4.52L.C.N.51D",{"v":13516,"d":"13,516"},"J3"]
[98179826,"Насос GRUNDFOS","SE1.140.250.200.4.52L.D.N.51D",{"v":13302,"d":"13,302"},"J3"]
[98179827,"Насос GRUNDFOS","SE1.140.250.200.4.52L.H.N.51D",{"v":13945,"d":"13,945"},"J3"]
[98174816,"Насос GRUNDFOS","SE1.140.250.220.4.52L.C.N.51D",{"v":13945,"d":"13,945"},"J3"]
[98174817,"Насос GRUNDFOS","SE1.140.250.220.4.52L.D.N.51D",{"v":13731,"d":"13,731"},"J3"]
[98174818,"Насос GRUNDFOS","SE1.140.250.220.4.52L.H.N.51D",{"v":14375,"d":"14,375"},"J3"]
[98179841,"Насос GRUNDFOS","SE1.160.300.110.6.52E.C.N.51D",{"v":15340,"d":"15,340"},"J3"]
[98179842,"Насос GRUNDFOS","SE1.160.300.110.6.52E.D.N.51D",{"v":15104,"d":"15,104"},"J3"]
[98179843,"Насос GRUNDFOS","SE1.160.300.110.6.52E.H.N.51D",{"v":15813,"d":"15,813"},"J3"]
[98145102,"Насос GRUNDFOS","SE1.160.300.130.6.52E.C.N.51D",{"v":15813,"d":"15,813"},"J3"]
[98145105,"Насос GRUNDFOS","SE1.160.300.130.6.52E.D.N.51D",{"v":15576,"d":"15,576"},"J3"]
[98145106,"Насос GRUNDFOS","SE1.160.300.130.6.52E.H.N.51D",{"v":16284,"d":"16,284"},"J3"]
[98179837,"Насос GRUNDFOS","SE1.160.300.160.6.52E.C.N.51D",{"v":16284,"d":"16,284"},"J3"]
[98179838,"Насос GRUNDFOS","SE1.160.300.160.6.52E.D.N.51D",{"v":16048,"d":"16,048"},"J3"]
[98179839,"Насос GRUNDFOS","SE1.160.300.160.6.52E.H.N.51D",{"v":16756,"d":"16,756"},"J3"]
[98174822,"Насос GRUNDFOS","SE1.160.300.180.6.52E.C.N.51D",{"v":16756,"d":"16,756"},"J3"]
[98174823,"Насос GRUNDFOS","SE1.160.300.180.6.52E.D.N.51D",{"v":16520,"d":"16,520"},"J3"]
[98174824,"Насос GRUNDFOS","SE1.160.300.180.6.52E.H.N.51D",{"v":17228,"d":"17,228"},"J3"]
[96047509,"Насос GRUNDFOS","SE1.50.65.22.2.50D.B",{"v":2801,"d":"2,801"},"J2"]
[96047511,"Насос GRUNDFOS","SE1.50.65.22.Ex.2.50D.B",{"v":3044,"d":"3,044"},"J2"]
[96047517,"Насос GRUNDFOS","SE1.50.65.30.2.50D.B",{"v":3030,"d":"3,030"},"J2"]
[96047519,"Насос GRUNDFOS","SE1.50.65.30.Ex.2.50D.B",{"v":3304,"d":"3,304"},"J2"]
[96047525,"Насос GRUNDFOS","SE1.50.65.40.2.51D.B",{"v":3710,"d":"3,710"},"J2"]
[96047527,"Насос GRUNDFOS","SE1.50.65.40.Ex.2.51D.B",{"v":3771,"d":"3,771"},"J2"]
[96047981,"Насос GRUNDFOS","SE1.50.80.22.2.50D.B",{"v":2848,"d":"2,848"},"J2"]
[96047983,"Насос GRUNDFOS","SE1.50.80.22.Ex.2.50D.B",{"v":3053,"d":"3,053"},"J2"]
[96047989,"Насос GRUNDFOS","SE1.50.80.30.2.50D.B",{"v":3076,"d":"3,076"},"J2"]
[96047991,"Насос GRUNDFOS","SE1.50.80.30.Ex.2.50D.B",{"v":3317,"d":"3,317"},"J2"]
[96047997,"Насос GRUNDFOS","SE1.50.80.40.2.51D.B",{"v":3764,"d":"3,764"},"J2"]
[96047999,"Насос GRUNDFOS","SE1.50.80.40.Ex.2.51D.B",{"v":4052,"d":"4,052"},"J2"]
[98179798,"Насос GRUNDFOS","SE1.75.100.130.2.52S.C.N.51D",{"v":7002,"d":"7,002"},"J3"]
[98179799,"Насос GRUNDFOS","SE1.75.100.130.2.52S.H.N.51D",{"v":7659,"d":"7,659"},"J3"]
[98174801,"Насос GRUNDFOS","SE1.75.100.150.2.52S.C.N.51D",{"v":7441,"d":"7,441"},"J3"]
[98174802,"Насос GRUNDFOS","SE1.75.100.150.2.52S.H.N.51D",{"v":8097,"d":"8,097"},"J3"]
[98179795,"Насос GRUNDFOS","SE1.75.100.170.2.52S.C.N.51D",{"v":7878,"d":"7,878"},"J3"]
[98179796,"Насос GRUNDFOS","SE1.75.100.170.2.52S.H.N.51D",{"v":8534,"d":"8,534"},"J3"]
[98174788,"Насос GRUNDFOS","SE1.75.100.185.2.52S.C.N.51D",{"v":8316,"d":"8,316"},"J3"]
[98174789,"Насос GRUNDFOS","SE1.75.100.185.2.52S.H.N.51D",{"v":8972,"d":"8,972"},"J3"]
[96048005,"Насос GRUNDFOS","SE1.80.100.15.4.50D.B",{"v":2875,"d":"2,875"},"J2"]
[96048009,"Насос GRUNDFOS","SE1.80.100.15.Ex.4.50D.B",{"v":3158,"d":"3,158"},"J2"]
[98179792,"Насос GRUNDFOS","SE1.80.100.200.2.52S.C.N.51D",{"v":8754,"d":"8,754"},"J3"]
[98179793,"Насос GRUNDFOS","SE1.80.100.200.2.52S.H.N.51D",{"v":9410,"d":"9,410"},"J3"]
[96048021,"Насос GRUNDFOS","SE1.80.100.22.4.50D.B",{"v":3108,"d":"3,108"},"J2"]
[96048025,"Насос GRUNDFOS","SE1.80.100.22.Ex.4.50D.B",{"v":3411,"d":"3,411"},"J2"]
[98174785,"Насос GRUNDFOS","SE1.80.100.220.2.52S.C.N.51D",{"v":9191,"d":"9,191"},"J3"]
[98174786,"Насос GRUNDFOS","SE1.80.100.220.2.52S.H.N.51D",{"v":9848,"d":"9,848"},"J3"]
[98179779,"Насос GRUNDFOS","SE1.80.100.240.2.52S.C.N.51D",{"v":9629,"d":"9,629"},"J3"]
[98179780,"Насос GRUNDFOS","SE1.80.100.240.2.52S.H.N.51D",{"v":10286,"d":"10,286"},"J3"]
[98145062,"Насос GRUNDFOS","SE1.80.100.265.2.52S.C.N.51D",{"v":10066,"d":"10,066"},"J3"]
[98145063,"Насос GRUNDFOS","SE1.80.100.265.2.52S.H.N.51D",{"v":10723,"d":"10,723"},"J3"]
[96048037,"Насос GRUNDFOS","SE1.80.100.30.4.50D.B",{"v":4107,"d":"4,107"},"J2"]
[96048041,"Насос GRUNDFOS","SE1.80.100.30.Ex.4.50D.B",{"v":4515,"d":"4,515"},"J2"]
[96048069,"Насос GRUNDFOS","SE1.80.100.40.4.51D.B",{"v":4618,"d":"4,618"},"J2"]
[96048073,"Насос GRUNDFOS","SE1.80.100.40.Ex.4.51D.B",{"v":5081,"d":"5,081"},"J2"]
[96048085,"Насос GRUNDFOS","SE1.80.100.55.4.51D.B",{"v":5314,"d":"5,314"},"J2"]
[96048089,"Насос GRUNDFOS","SE1.80.100.55.Ex.4.51D.B",{"v":5710,"d":"5,710"},"J2"]
[96048099,"Насос GRUNDFOS","SE1.80.100.75.4.51D.B",{"v":6108,"d":"6,108"},"J2"]
[96048103,"Насос GRUNDFOS","SE1.80.100.75.Ex.4.51D.B",{"v":6512,"d":"6,512"},"J2"]
[96047533,"Насос GRUNDFOS","SE1.80.80.15.4.50D.B",{"v":3129,"d":"3,129"},"J2"]
[96047537,"Насос GRUNDFOS","SE1.80.80.15.Ex.4.50D.B",{"v":3412,"d":"3,412"},"J2"]
[96047549,"Насос GRUNDFOS","SE1.80.80.22.4.50D.B",{"v":3361,"d":"3,361"},"J2"]
[96047553,"Насос GRUNDFOS","SE1.80.80.22.Ex.4.50D.B",{"v":3665,"d":"3,665"},"J2"]
[96047565,"Насос GRUNDFOS","SE1.80.80.30.4.50D.B",{"v":4257,"d":"4,257"},"J2"]
[96047569,"Насос GRUNDFOS","SE1.80.80.30.Ex.4.50D.B",{"v":4672,"d":"4,672"},"J2"]
[96047597,"Насос GRUNDFOS","SE1.80.80.40.4.51D.B",{"v":4698,"d":"4,698"},"J2"]
[96047601,"Насос GRUNDFOS","SE1.80.80.40.Ex.4.51D.B",{"v":5167,"d":"5,167"},"J2"]
[96047613,"Насос GRUNDFOS","SE1.80.80.55.4.51D.B",{"v":5419,"d":"5,419"},"J2"]
[96047617,"Насос GRUNDFOS","SE1.80.80.55.Ex.4.51D.B",{"v":5964,"d":"5,964"},"J2"]
[96047627,"Насос GRUNDFOS","SE1.80.80.75.4.51D.B",{"v":6176,"d":"6,176"},"J2"]
[96047631,"Насос GRUNDFOS","SE1.80.80.75.Ex.4.51D.B",{"v":6795,"d":"6,795"},"J2"]
[98179810,"Насос GRUNDFOS","SE1.85.150.100.4.52H.C.N.51D",{"v":8316,"d":"8,316"},"J3"]
[98179811,"Насос GRUNDFOS","SE1.85.150.100.4.52H.H.N.51D",{"v":8972,"d":"8,972"},"J3"]
[98174807,"Насос GRUNDFOS","SE1.85.150.110.4.52H.C.N.51D",{"v":8754,"d":"8,754"},"J3"]
[98174808,"Насос GRUNDFOS","SE1.85.150.110.4.52H.H.N.51D",{"v":9410,"d":"9,410"},"J3"]
[98179807,"Насос GRUNDFOS","SE1.85.150.130.4.52H.C.N.51D",{"v":9191,"d":"9,191"},"J3"]
[98179808,"Насос GRUNDFOS","SE1.85.150.130.4.52H.H.N.51D",{"v":9848,"d":"9,848"},"J3"]
[98174805,"Насос GRUNDFOS","SE1.85.150.150.4.52H.C.N.51D",{"v":9629,"d":"9,629"},"J3"]
[98174806,"Насос GRUNDFOS","SE1.85.150.150.4.52H.H.N.51D",{"v":10286,"d":"10,286"},"J3"]
[98179804,"Насос GRUNDFOS","SE1.95.150.170.4.52H.C.N.51D",{"v":10066,"d":"10,066"},"J3"]
[98179805,"Насос GRUNDFOS","SE1.95.150.170.4.52H.H.N.51D",{"v":10723,"d":"10,723"},"J3"]
[98174803,"Насос GRUNDFOS","SE1.95.150.185.4.52H.C.N.51D",{"v":10504,"d":"10,504"},"J3"]
[98174804,"Насос GRUNDFOS","SE1.95.150.185.4.52H.H.N.51D",{"v":11161,"d":"11,161"},"J3"]
[98179801,"Насос GRUNDFOS","SE1.95.150.200.4.52H.C.N.51D",{"v":10942,"d":"10,942"},"J3"]
[98179802,"Насос GRUNDFOS","SE1.95.150.200.4.52H.H.N.51D",{"v":11598,"d":"11,598"},"J3"]
[98144980,"Насос GRUNDFOS","SE1.95.150.220.4.52H.C.N.51D",{"v":11379,"d":"11,379"},"J3"]
[98145014,"Насос GRUNDFOS","SE1.95.150.220.4.52H.H.N.51D",{"v":12036,"d":"12,036"},"J3"]
[97775334,"Комплект дополнительного входа GRUNDFOS","Second inlet set D40/40/32",19,"Z"]
[97775335,"Комплект дополнительного входа GRUNDFOS","Second inlet set D50/40/40",21,"Z"]
[96075893,"Насос GRUNDFOS","SEG.40.09.2.1.502",{"v":1427,"d":"1,427"},"J2"]
[96075897,"Насос GRUNDFOS","SEG.40.09.2.50B",{"v":1427,"d":"1,427"},"J2"]
[96878505,"Насос GRUNDFOS","SEG.40.09.E.2.1.502",{"v":2185,"d":"2,185"},"J2"]
[96878506,"Насос GRUNDFOS","SEG.40.09.E.2.50B",{"v":2185,"d":"2,185"},"J2"]
[96878507,"Насос GRUNDFOS","SEG.40.09.E.Ex.2.1.502",{"v":2368,"d":"2,368"},"J2"]
[96878508,"Насос GRUNDFOS","SEG.40.09.E.EX.2.50B",{"v":2368,"d":"2,368"},"J2"]
[96075894,"Насос GRUNDFOS","SEG.40.09.EX.2.1.502",{"v":1577,"d":"1,577"},"J2"]
[96075898,"Насос GRUNDFOS","SEG.40.09.EX.2.50B",{"v":1577,"d":"1,577"},"J2"]
[96075901,"Насос GRUNDFOS","SEG.40.12.2.1.502",{"v":1427,"d":"1,427"},"J2"]
[96075905,"Насос GRUNDFOS","SEG.40.12.2.50B",{"v":1427,"d":"1,427"},"J2"]
[96878509,"Насос GRUNDFOS","SEG.40.12.E.2.1.502",{"v":2185,"d":"2,185"},"J2"]
[96878510,"Насос GRUNDFOS","SEG.40.12.E.2.50B",{"v":2185,"d":"2,185"},"J2"]
[96878512,"Насос GRUNDFOS","SEG.40.12.E.Ex.2.1.502",{"v":2368,"d":"2,368"},"J2"]
[96878513,"Насос GRUNDFOS","SEG.40.12.E.Ex.2.50B",{"v":2368,"d":"2,368"},"J2"]
[96075902,"Насос GRUNDFOS","SEG.40.12.EX.2.1.502",{"v":1577,"d":"1,577"},"J2"]
[96075906,"Насос GRUNDFOS","SEG.40.12.EX.2.50B",{"v":1577,"d":"1,577"},"J2"]
[96075909,"Насос GRUNDFOS","SEG.40.15.2.50B 400Y 10M",{"v":1611,"d":"1,611"},"J2"]
[96878514,"Насос GRUNDFOS","SEG.40.15.E.2.50B",{"v":2365,"d":"2,365"},"J2"]
[96878515,"Насос GRUNDFOS","SEG.40.15.E.Ex.2.50B",{"v":2487,"d":"2,487"},"J2"]
[96075910,"Насос GRUNDFOS","SEG.40.15.EX.2.50B",{"v":1718,"d":"1,718"},"J2"]
[96075913,"Насос GRUNDFOS","SEG.40.26.2.50B",{"v":1999,"d":"1,999"},"J2"]
[96878516,"Насос GRUNDFOS","SEG.40.26.E.2.50B",{"v":2821,"d":"2,821"},"J2"]
[96878517,"Насос GRUNDFOS","SEG.40.26.E.Ex.2.50B",{"v":2943,"d":"2,943"},"J2"]
[96075914,"Насос GRUNDFOS","SEG.40.26.EX.2.50B",{"v":2091,"d":"2,091"},"J2"]
[96075915,"Насос GRUNDFOS","SEG.40.31.2.50B",{"v":2071,"d":"2,071"},"J2"]
[96878518,"Насос GRUNDFOS","SEG.40.31.E.2.50B",{"v":2891,"d":"2,891"},"J2"]
[96878519,"Насос GRUNDFOS","SEG.40.31.E.Ex.2.50B",{"v":3013,"d":"3,013"},"J2"]
[96075916,"Насос GRUNDFOS","SEG.40.31.EX.2.50B",{"v":2163,"d":"2,163"},"J2"]
[96075917,"Насос GRUNDFOS","SEG.40.40.2.50B",{"v":2416,"d":"2,416"},"J2"]
[96878520,"Насос GRUNDFOS","SEG.40.40.E.2.50B",{"v":3228,"d":"3,228"},"J2"]
[96878521,"Насос GRUNDFOS","SEG.40.40.E.Ex.2.50B",{"v":3363,"d":"3,363"},"J2"]
[96075918,"Насос GRUNDFOS","SEG.40.40.EX.2.50B",{"v":2523,"d":"2,523"},"J2"]
[96430202,"Датчик температуры GRUNDFOS","Sensor bushing d9x100mm",149,"Z"]
[96430201,"Датчик температуры GRUNDFOS","Sensor bushing d9x50mm",110,"Z"]
[96611522,"Датчик перепада давления GRUNDFOS","Sensor KIT, GRUNDFOS DPI 0-0,6",557,"Z"]
[98149751,"Модуль IO113 GRUNDFOS","Sensor module SM113 cpl.",425,"Z"]
[115016,"Крепеж для кабеля GRUNDFOS","Set of cable clips",53,"Z"]
[96549276,"Фундаментный болт GRUNDFOS ","Set of foundation bolts M12x120",58,"Z"]
["S1111996","Фундаментный болт GRUNDFOS ","Set of foundation bolts M16x200",63,"Z"]
[96047893,"Насос GRUNDFOS","SEV.100.100.30.4.50D",{"v":3771,"d":"3,771"},"J2"]
[97637776,"Насос GRUNDFOS","SEV.100.100.30.4.50D.Q",{"v":3911,"d":"3,911"},"J2"]
[96889343,"Насос GRUNDFOS","SEV.100.100.30.4.50D.R",{"v":11063,"d":"11,063"},"J2"]
[96047897,"Насос GRUNDFOS","SEV.100.100.30.Ex.4.50D",{"v":4133,"d":"4,133"},"J2"]
[96047925,"Насос GRUNDFOS","SEV.100.100.40.4.51D",{"v":4023,"d":"4,023"},"J2"]
[97637777,"Насос GRUNDFOS","SEV.100.100.40.4.51D.Q",{"v":4159,"d":"4,159"},"J2"]
[96889344,"Насос GRUNDFOS","SEV.100.100.40.4.51D.R",{"v":11250,"d":"11,250"},"J2"]
[96047929,"Насос GRUNDFOS","SEV.100.100.40.Ex.4.51D",{"v":4407,"d":"4,407"},"J2"]
[96047941,"Насос GRUNDFOS","SEV.100.100.55.4.51D",{"v":4828,"d":"4,828"},"J2"]
[97637778,"Насос GRUNDFOS","SEV.100.100.55.4.51D.Q",{"v":4984,"d":"4,984"},"J2"]
[96889345,"Насос GRUNDFOS","SEV.100.100.55.4.51D.R",{"v":11464,"d":"11,464"},"J2"]
[96047945,"Насос GRUNDFOS","SEV.100.100.55.Ex.4.51D",{"v":5173,"d":"5,173"},"J2"]
[96047957,"Насос GRUNDFOS","SEV.100.100.75.4.51D",{"v":5855,"d":"5,855"},"J2"]
[97637779,"Насос GRUNDFOS","SEV.100.100.75.4.51D.Q",{"v":6026,"d":"6,026"},"J2"]
[96889346,"Насос GRUNDFOS","SEV.100.100.75.4.51D.R",{"v":15400,"d":"15,400"},"J2"]
[96047961,"Насос GRUNDFOS","SEV.100.100.75.Ex.4.51D",{"v":6270,"d":"6,270"},"J2"]
[96047697,"Насос GRUNDFOS","SEV.65.65.22.2.50D",{"v":2783,"d":"2,783"},"J2"]
[96047701,"Насос GRUNDFOS","SEV.65.65.22.Ex.2.50D",{"v":3048,"d":"3,048"},"J2"]
[96047713,"Насос GRUNDFOS","SEV.65.65.30.2.50D",{"v":3014,"d":"3,014"},"J2"]
[96047717,"Насос GRUNDFOS","SEV.65.65.30.Ex.2.50D",{"v":3310,"d":"3,310"},"J2"]
[96047729,"Насос GRUNDFOS","SEV.65.65.40.2.51D",{"v":3709,"d":"3,709"},"J2"]
[96047733,"Насос GRUNDFOS","SEV.65.65.40.Ex.2.51D",{"v":4081,"d":"4,081"},"J2"]
[96048169,"Насос GRUNDFOS","SEV.65.80.22.2.50D",{"v":2829,"d":"2,829"},"J2"]
[96048173,"Насос GRUNDFOS","SEV.65.80.22.Ex.2.50D",{"v":3089,"d":"3,089"},"J2"]
[96048185,"Насос GRUNDFOS","SEV.65.80.30.2.50D",{"v":3060,"d":"3,060"},"J2"]
[96048189,"Насос GRUNDFOS","SEV.65.80.30.Ex.2.50D",{"v":3354,"d":"3,354"},"J2"]
[96048201,"Насос GRUNDFOS","SEV.65.80.40.2.51D",{"v":3758,"d":"3,758"},"J2"]
[96048205,"Насос GRUNDFOS","SEV.65.80.40.Ex.2.51D",{"v":4129,"d":"4,129"},"J2"]
[96780674,"Насос GRUNDFOS","SEV.80.100.11.4.50D",{"v":2882,"d":"2,882"},"J2"]
[97637766,"Насос GRUNDFOS","SEV.80.100.11.4.50D.Q",{"v":2927,"d":"2,927"},"J2"]
[96889333,"Насос GRUNDFOS","SEV.80.100.11.4.50D.R",{"v":8308,"d":"8,308"},"J2"]
[96780714,"Насос GRUNDFOS","SEV.80.100.11.Ex.4.50D",{"v":3010,"d":"3,010"},"J2"]
[96780692,"Насос GRUNDFOS","SEV.80.100.110.2.51D",{"v":5937,"d":"5,937"},"J2"]
[97637775,"Насос GRUNDFOS","SEV.80.100.110.2.51D.Q",{"v":6088,"d":"6,088"},"J2"]
[96889342,"Насос GRUNDFOS","SEV.80.100.110.2.51D.R",{"v":13056,"d":"13,056"},"J2"]
[96780732,"Насос GRUNDFOS","SEV.80.100.110.Ex.2.51D",{"v":6246,"d":"6,246"},"J2"]
[96780676,"Насос GRUNDFOS","SEV.80.100.13.4.50D",{"v":2930,"d":"2,930"},"J2"]
[97637767,"Насос GRUNDFOS","SEV.80.100.13.4.50D.Q",{"v":2976,"d":"2,976"},"J2"]
[96889334,"Насос GRUNDFOS","SEV.80.100.13.4.50D.R",{"v":8357,"d":"8,357"},"J2"]
[96780716,"Насос GRUNDFOS","SEV.80.100.13.Ex.4.50D",{"v":3058,"d":"3,058"},"J2"]
[96780678,"Насос GRUNDFOS","SEV.80.100.15.4.50D",{"v":2967,"d":"2,967"},"J2"]
[97637768,"Насос GRUNDFOS","SEV.80.100.15.4.50D.Q",{"v":3013,"d":"3,013"},"J2"]
[96889335,"Насос GRUNDFOS","SEV.80.100.15.4.50D.R",{"v":8443,"d":"8,443"},"J2"]
[96780718,"Насос GRUNDFOS","SEV.80.100.15.Ex.4.50D",{"v":3117,"d":"3,117"},"J2"]
[96780680,"Насос GRUNDFOS","SEV.80.100.22.4.50D",{"v":3021,"d":"3,021"},"J2"]
[97637769,"Насос GRUNDFOS","SEV.80.100.22.4.50D.Q",{"v":3118,"d":"3,118"},"J2"]
[96889336,"Насос GRUNDFOS","SEV.80.100.22.4.50D.R",{"v":8507,"d":"8,507"},"J2"]
[96780720,"Насос GRUNDFOS","SEV.80.100.22.Ex.4.50D",{"v":3206,"d":"3,206"},"J2"]
[96780684,"Насос GRUNDFOS","SEV.80.100.40.2.51D",{"v":4119,"d":"4,119"},"J2"]
[97637770,"Насос GRUNDFOS","SEV.80.100.40.2.51D.Q",{"v":3536,"d":"3,536"},"J2"]
[96889338,"Насос GRUNDFOS","SEV.80.100.40.2.51D.R",{"v":10650,"d":"10,650"},"J2"]
[96780682,"Насос GRUNDFOS","SEV.80.100.40.4.51D",{"v":3427,"d":"3,427"},"J2"]
[97637771,"Насос GRUNDFOS","SEV.80.100.40.4.51D.Q",{"v":4232,"d":"4,232"},"J2"]
[96889337,"Насос GRUNDFOS","SEV.80.100.40.4.51D.R",{"v":11764,"d":"11,764"},"J2"]
[96780724,"Насос GRUNDFOS","SEV.80.100.40.Ex.2.51D",{"v":4469,"d":"4,469"},"J2"]
[96780722,"Насос GRUNDFOS","SEV.80.100.40.Ex.4.51D",{"v":3609,"d":"3,609"},"J2"]
[96780686,"Насос GRUNDFOS","SEV.80.100.60.2.51D",{"v":4461,"d":"4,461"},"J2"]
[97637772,"Насос GRUNDFOS","SEV.80.100.60.2.51D.Q",{"v":4571,"d":"4,571"},"J2"]
[96889339,"Насос GRUNDFOS","SEV.80.100.60.2.51D.R",{"v":10678,"d":"10,678"},"J2"]
[96780726,"Насос GRUNDFOS","SEV.80.100.60.Ex.2.51D",{"v":4872,"d":"4,872"},"J2"]
[96780688,"Насос GRUNDFOS","SEV.80.100.75.2.51D",{"v":5641,"d":"5,641"},"J2"]
[97637773,"Насос GRUNDFOS","SEV.80.100.75.2.51D.Q",{"v":5738,"d":"5,738"},"J2"]
[96889340,"Насос GRUNDFOS","SEV.80.100.75.2.51D.R",{"v":10864,"d":"10,864"},"J2"]
[96780728,"Насос GRUNDFOS","SEV.80.100.75.Ex.2.51D",{"v":6188,"d":"6,188"},"J2"]
[96780690,"Насос GRUNDFOS","SEV.80.100.92.2.51D",{"v":5925,"d":"5,925"},"J2"]
[97637774,"Насос GRUNDFOS","SEV.80.100.92.2.51D.Q",{"v":6075,"d":"6,075"},"J2"]
[96889341,"Насос GRUNDFOS","SEV.80.100.92.2.51D.R",{"v":13035,"d":"13,035"},"J2"]
[96780730,"Насос GRUNDFOS","SEV.80.100.92.Ex.2.51.D",{"v":6346,"d":"6,346"},"J2"]
[96047745,"Насос GRUNDFOS","SEV.80.80.11.4.50D",{"v":2833,"d":"2,833"},"J2"]
[97637756,"Насос GRUNDFOS","SEV.80.80.11.4.50D.Q",{"v":2880,"d":"2,880"},"J2"]
[96889323,"Насос GRUNDFOS","SEV.80.80.11.4.50D.R",{"v":8308,"d":"8,308"},"J2"]
[96047748,"Насос GRUNDFOS","SEV.80.80.11.Ex.4.50D",{"v":2970,"d":"2,970"},"J2"]
[96047877,"Насос GRUNDFOS","SEV.80.80.110.2.51D",{"v":5888,"d":"5,888"},"J2"]
[97637765,"Насос GRUNDFOS","SEV.80.80.110.2.51D.Q",{"v":6038,"d":"6,038"},"J2"]
[96889332,"Насос GRUNDFOS","SEV.80.80.110.2.51D.R",{"v":13056,"d":"13,056"},"J2"]
[96047881,"Насос GRUNDFOS","SEV.80.80.110.Ex.2.51D",{"v":6205,"d":"6,205"},"J2"]
[96047757,"Насос GRUNDFOS","SEV.80.80.13.4.50D",{"v":2881,"d":"2,881"},"J2"]
[97637757,"Насос GRUNDFOS","SEV.80.80.13.4.50D.Q",{"v":2927,"d":"2,927"},"J2"]
[96889324,"Насос GRUNDFOS","SEV.80.80.13.4.50D.R",{"v":8357,"d":"8,357"},"J2"]
[96047760,"Насос GRUNDFOS","SEV.80.80.13.Ex.4.50D",{"v":3018,"d":"3,018"},"J2"]
[98179854,"Насос GRUNDFOS","SEV.80.80.130.2.52H.C.N.51D",{"v":7441,"d":"7,441"},"J3"]
[98179855,"Насос GRUNDFOS","SEV.80.80.130.2.52H.H.N.51D",{"v":8097,"d":"8,097"},"J3"]
[96047769,"Насос GRUNDFOS","SEV.80.80.15.4.50D",{"v":2919,"d":"2,919"},"J2"]
[97637758,"Насос GRUNDFOS","SEV.80.80.15.4.50D.Q",{"v":2966,"d":"2,966"},"J2"]
[96889325,"Насос GRUNDFOS","SEV.80.80.15.4.50D.R",{"v":8443,"d":"8,443"},"J2"]
[96047772,"Насос GRUNDFOS","SEV.80.80.15.Ex.4.50D",{"v":3076,"d":"3,076"},"J2"]
[98174830,"Насос GRUNDFOS","SEV.80.80.150.2.52H.C.N.51D",{"v":7878,"d":"7,878"},"J3"]
[98174831,"Насос GRUNDFOS","SEV.80.80.150.2.52H.H.N.51D",{"v":8534,"d":"8,534"},"J3"]
[98179851,"Насос GRUNDFOS","SEV.80.80.170.2.52H.C.N.51D",{"v":8316,"d":"8,316"},"J3"]
[98179852,"Насос GRUNDFOS","SEV.80.80.170.2.52H.H.N.51D",{"v":8972,"d":"8,972"},"J3"]
[98174827,"Насос GRUNDFOS","SEV.80.80.185.2.52H.C.N.51D",{"v":8754,"d":"8,754"},"J3"]
[98174828,"Насос GRUNDFOS","SEV.80.80.185.2.52H.H.N.51D",{"v":9410,"d":"9,410"},"J3"]
[98179848,"Насос GRUNDFOS","SEV.80.80.200.2.52H.C.N.51D",{"v":9191,"d":"9,191"},"J3"]
[98179849,"Насос GRUNDFOS","SEV.80.80.200.2.52H.H.N.51D",{"v":9848,"d":"9,848"},"J3"]
[96047781,"Насос GRUNDFOS","SEV.80.80.22.4.50D",{"v":2971,"d":"2,971"},"J2"]
[97637759,"Насос GRUNDFOS","SEV.80.80.22.4.50D.Q",{"v":3069,"d":"3,069"},"J2"]
[96889326,"Насос GRUNDFOS","SEV.80.80.22.4.50D.R",{"v":8507,"d":"8,507"},"J2"]
[96047785,"Насос GRUNDFOS","SEV.80.80.22.Ex.4.50D",{"v":3165,"d":"3,165"},"J2"]
[98174825,"Насос GRUNDFOS","SEV.80.80.220.2.52H.C.N.51D",{"v":9629,"d":"9,629"},"J3"]
[98174826,"Насос GRUNDFOS","SEV.80.80.220.2.52H.H.N.51D",{"v":10286,"d":"10,286"},"J3"]
[98179845,"Насос GRUNDFOS","SEV.80.80.240.2.52H.C.N.51D",{"v":10066,"d":"10,066"},"J3"]
[98179846,"Насос GRUNDFOS","SEV.80.80.240.2.52H.H.N.51D",{"v":10723,"d":"10,723"},"J3"]
[98145083,"Насос GRUNDFOS","SEV.80.80.265.2.52H.C.N.51D",{"v":10504,"d":"10,504"},"J3"]
[98145085,"Насос GRUNDFOS","SEV.80.80.265.2.52H.H.N.51D",{"v":11161,"d":"11,161"},"J3"]
[96047829,"Насос GRUNDFOS","SEV.80.80.40.2.51D",{"v":4070,"d":"4,070"},"J2"]
[97637760,"Насос GRUNDFOS","SEV.80.80.40.2.51D.Q",{"v":3488,"d":"3,488"},"J2"]
[96889328,"Насос GRUNDFOS","SEV.80.80.40.2.51D.R",{"v":10650,"d":"10,650"},"J2"]
[96047797,"Насос GRUNDFOS","SEV.80.80.40.4.51D",{"v":3377,"d":"3,377"},"J2"]
[97637761,"Насос GRUNDFOS","SEV.80.80.40.4.51D.Q",{"v":4185,"d":"4,185"},"J2"]
[96889327,"Насос GRUNDFOS","SEV.80.80.40.4.51D.R",{"v":11764,"d":"11,764"},"J2"]
[96047833,"Насос GRUNDFOS","SEV.80.80.40.Ex.2.51D",{"v":4429,"d":"4,429"},"J2"]
[96047801,"Насос GRUNDFOS","SEV.80.80.40.Ex.4.51D",{"v":3568,"d":"3,568"},"J2"]
[96047845,"Насос GRUNDFOS","SEV.80.80.60.2.51D",{"v":4412,"d":"4,412"},"J2"]
[97637762,"Насос GRUNDFOS","SEV.80.80.60.2.51D.Q",{"v":4523,"d":"4,523"},"J2"]
[96889329,"Насос GRUNDFOS","SEV.80.80.60.2.51D.R",{"v":10678,"d":"10,678"},"J2"]
[96047849,"Насос GRUNDFOS","SEV.80.80.60.Ex.2.51D",{"v":4832,"d":"4,832"},"J2"]
[96047861,"Насос GRUNDFOS","SEV.80.80.75.2.51D",{"v":5591,"d":"5,591"},"J2"]
[97637763,"Насос GRUNDFOS","SEV.80.80.75.2.51D.Q",{"v":5748,"d":"5,748"},"J2"]
[96889330,"Насос GRUNDFOS","SEV.80.80.75.2.51D.R",{"v":10864,"d":"10,864"},"J2"]
[96047865,"Насос GRUNDFOS","SEV.80.80.75.Ex.2.51D",{"v":6088,"d":"6,088"},"J2"]
[96047207,"Насос GRUNDFOS","SEV.80.80.92.2.51D",{"v":5875,"d":"5,875"},"J2"]
[97637764,"Насос GRUNDFOS","SEV.80.80.92.2.51D.Q",{"v":6028,"d":"6,028"},"J2"]
[96889331,"Насос GRUNDFOS","SEV.80.80.92.2.51D.R",{"v":13035,"d":"13,035"},"J2"]
[96047204,"Насос GRUNDFOS","SEV.80.80.92.Ex.2.51D",{"v":6305,"d":"6,305"},"J2"]
["00ID8748","Монтажный комплект GRUNDFOS","Shut off R 1/2\" AG for UP 15-13B/UP15-14",30,"Z"]
[96433905,"Отсечной вентиль GRUNDFOS","Shut-off valve",11,"Z"]
[96755039,"Выходной фильтр GRUNDFOS","Sine Vave 200-500 480A",{"v":12941,"d":"12,941"},"Z"]
[96754974,"Выходной фильтр GRUNDFOS","Sine Wave 200-500 10A IP20 130B2444",594,"Z"]
[97774436,"Выходной фильтр GRUNDFOS","Sine Wave 200-500 115A IP20 130B3181",{"v":4639,"d":"4,639"},"Z"]
[96754941,"Выходной фильтр GRUNDFOS","Sine Wave 200-500 2.5A IP20 130B2439",382,"Z"]
[96754977,"Выходной фильтр GRUNDFOS","Sine Wave 200-500 24A IP20 130B2447",{"v":1015,"d":"1,015"},"Z"]
[96755037,"Выходной фильтр GRUNDFOS","Sine Wave 200-500 260A",{"v":8024,"d":"8,024"},"Z"]
[96754978,"Выходной фильтр GRUNDFOS","Sine Wave 200-500 38A IP20 130B2448",{"v":1416,"d":"1,416"},"Z"]
[96754972,"Выходной фильтр GRUNDFOS","Sine Wave 200-500 4,5A IP20",440,"Z"]
[96755038,"Выходной фильтр GRUNDFOS","Sine Wave 200-500 410A IP20 130B2313",{"v":10761,"d":"10,761"},"Z"]
[96755019,"Выходной фильтр GRUNDFOS","Sine Wave 200-500 48A IP20 130B2307",{"v":2480,"d":"2,480"},"Z"]
[96755021,"Выходной фильтр GRUNDFOS","Sine Wave 200-500 62A IP20 130B2308",{"v":2934,"d":"2,934"},"Z"]
[96755032,"Выходной фильтр GRUNDFOS","Sine Wave 200-500 75A IP20 130B2309",{"v":3383,"d":"3,383"},"Z"]
[96754973,"Выходной фильтр GRUNDFOS","Sine Wave 200-500 8A  IP20 130B2443",506,"Z"]
[96754976,"Выходной фильтр GRUNDFOS","Sinusfilter 200-500 17A",652,"Z"]
[98129091,"Ультразвуковой датчик уровня GRUNDFOS","SITRANS PROBE LU 0-12m 7ML5221-1DB11",{"v":1155,"d":"1,155"},"Z"]
[96873364,"Насос GRUNDFOS","SL1.100.100.40.4.51D.B",{"v":4065,"d":"4,065"},"J2"]
[96873420,"Насос GRUNDFOS","SL1.100.100.40.Ex.4.51D.B",{"v":4325,"d":"4,325"},"J2"]
[96873365,"Насос GRUNDFOS","SL1.100.100.55.4.51D.B",{"v":4632,"d":"4,632"},"J2"]
[96873422,"Насос GRUNDFOS","SL1.100.100.55.Ex.4.51D.B",{"v":4974,"d":"4,974"},"J2"]
[96873366,"Насос GRUNDFOS","SL1.100.100.75.4.51D.B",{"v":5207,"d":"5,207"},"J2"]
[96873423,"Насос GRUNDFOS","SL1.100.100.75.Ex.4.51D.B",{"v":5594,"d":"5,594"},"J2"]
[96873367,"Насос GRUNDFOS","SL1.100.150.40.4.51D.B",{"v":4128,"d":"4,128"},"J2"]
[96873424,"Насос GRUNDFOS","SL1.100.150.40.Ex.4.51D.B",{"v":4410,"d":"4,410"},"J2"]
[96873368,"Насос GRUNDFOS","SL1.100.150.55.4.51D.B",{"v":4692,"d":"4,692"},"J2"]
[96873425,"Насос GRUNDFOS","SL1.100.150.55.Ex.4.51D.B",{"v":5027,"d":"5,027"},"J2"]
[96873369,"Насос GRUNDFOS","SL1.100.150.75.4.51D.B",{"v":5270,"d":"5,270"},"J2"]
[96873426,"Насос GRUNDFOS","SL1.100.150.75.Ex.4.51D.B",{"v":5661,"d":"5,661"},"J2"]
[98179821,"Насос GRUNDFOS","SL1.110.200.100.4.52M.S.N.51D",{"v":10504,"d":"10,504"},"J3"]
[98057806,"Насос GRUNDFOS","SL1.110.200.110.4.52M.S.N.51D",{"v":10942,"d":"10,942"},"J3"]
[98179818,"Насос GRUNDFOS","SL1.110.200.130.4.52M.S.N.51D",{"v":11379,"d":"11,379"},"J3"]
[98174811,"Насос GRUNDFOS","SL1.110.200.150.4.52M.S.N.51D",{"v":11817,"d":"11,817"},"J3"]
[98179815,"Насос GRUNDFOS","SL1.110.200.170.4.52M.S.N.51D",{"v":12255,"d":"12,255"},"J3"]
[98057805,"Насос GRUNDFOS","SL1.110.200.185.4.52M.S.N.51D",{"v":12693,"d":"12,693"},"J3"]
[98179812,"Насос GRUNDFOS","SL1.110.200.200.4.52M.S.N.51D",{"v":13130,"d":"13,130"},"J3"]
[98057804,"Насос GRUNDFOS","SL1.110.200.220.4.52M.S.N.51D",{"v":13568,"d":"13,568"},"J3"]
[98179832,"Насос GRUNDFOS","SL1.140.250.130.4.52L.S.N.51D",{"v":11371,"d":"11,371"},"J3"]
[98057809,"Насос GRUNDFOS","SL1.140.250.150.4.52L.S.N.51D",{"v":11800,"d":"11,800"},"J3"]
[98179828,"Насос GRUNDFOS","SL1.140.250.170.4.52L.S.N.51D",{"v":12229,"d":"12,229"},"J3"]
[98057808,"Насос GRUNDFOS","SL1.140.250.185.4.52L.S.N.51D",{"v":12658,"d":"12,658"},"J3"]
[98179824,"Насос GRUNDFOS","SL1.140.250.200.4.52L.S.N.51D",{"v":13087,"d":"13,087"},"J3"]
[98057807,"Насос GRUNDFOS","SL1.140.250.220.4.52L.S.N.51D",{"v":13516,"d":"13,516"},"J3"]
[98179840,"Насос GRUNDFOS","SL1.160.300.110.6.52E.S.N.51D",{"v":14732,"d":"14,732"},"J3"]
[98057810,"Насос GRUNDFOS","SL1.160.300.130.6.52E.S.N.51D",{"v":15200,"d":"15,200"},"J3"]
[98179836,"Насос GRUNDFOS","SL1.160.300.160.6.52E.S.N.51D",{"v":15669,"d":"15,669"},"J3"]
[98126442,"Насос GRUNDFOS","SL1.160.300.180.6.52E.S.N.51D",{"v":16136,"d":"16,136"},"J3"]
[96106562,"Насос GRUNDFOS","SL1.50.65.09.2.1.502",{"v":1262,"d":"1,262"},"J1"]
[96106566,"Насос GRUNDFOS","SL1.50.65.09.2.50B",{"v":1262,"d":"1,262"},"J1"]
[96106564,"Насос GRUNDFOS","SL1.50.65.09.A.2.1.502",{"v":1757,"d":"1,757"},"J1"]
[96106570,"Насос GRUNDFOS","SL1.50.65.09.A.2.50B",{"v":1603,"d":"1,603"},"J1"]
[96878450,"Насос GRUNDFOS","SL1.50.65.09.E.2.1.502",{"v":1960,"d":"1,960"},"J1"]
[96878451,"Насос GRUNDFOS","SL1.50.65.09.E.2.50B",{"v":1960,"d":"1,960"},"J1"]
[96878452,"Насос GRUNDFOS","SL1.50.65.09.E.Ex.2.1.502",{"v":2143,"d":"2,143"},"J1"]
[96878453,"Насос GRUNDFOS","SL1.50.65.09.E.Ex.2.50B",{"v":2143,"d":"2,143"},"J1"]
[96106563,"Насос GRUNDFOS","SL1.50.65.09.Ex.2.1.502",{"v":1405,"d":"1,405"},"J1"]
[96106568,"Насос GRUNDFOS","SL1.50.65.09.Ex.2.50B",{"v":1405,"d":"1,405"},"J1"]
[96104125,"Насос GRUNDFOS","SL1.50.65.11.2.1.502",{"v":1405,"d":"1,405"},"J1"]
[96104129,"Насос GRUNDFOS","SL1.50.65.11.2.50B",{"v":1405,"d":"1,405"},"J1"]
[96104127,"Насос GRUNDFOS","SL1.50.65.11.A.2.1.502",{"v":1738,"d":"1,738"},"J1"]
[96104133,"Насос GRUNDFOS","SL1.50.65.11.A.2.50B",{"v":1738,"d":"1,738"},"J1"]
[96878454,"Насос GRUNDFOS","SL1.50.65.11.E.2.1.502",{"v":2117,"d":"2,117"},"J1"]
[96878455,"Насос GRUNDFOS","SL1.50.65.11.E.2.50B",{"v":2117,"d":"2,117"},"J1"]
[96878456,"Насос GRUNDFOS","SL1.50.65.11.E.Ex.2.1.502",{"v":2299,"d":"2,299"},"J1"]
[96878457,"Насос GRUNDFOS","SL1.50.65.11.E.Ex.2.50B",{"v":2299,"d":"2,299"},"J1"]
[96104126,"Насос GRUNDFOS","SL1.50.65.11.Ex.2.1.502",{"v":1574,"d":"1,574"},"J1"]
[96104131,"Насос GRUNDFOS","SL1.50.65.11.Ex.2.50B",{"v":1574,"d":"1,574"},"J1"]
[96104118,"Насос GRUNDFOS","SL1.50.65.15.2.50B",{"v":1739,"d":"1,739"},"J1"]
[96104122,"Насос GRUNDFOS","SL1.50.65.15.A.2.50B",{"v":2076,"d":"2,076"},"J1"]
[96878458,"Насос GRUNDFOS","SL1.50.65.15.E.2.50B",{"v":2416,"d":"2,416"},"J1"]
[96878472,"Насос GRUNDFOS","SL1.50.65.15.E.Ex.2.50B",{"v":2596,"d":"2,596"},"J1"]
[96104120,"Насос GRUNDFOS","SL1.50.65.15.Ex.2.50B",{"v":1894,"d":"1,894"},"J1"]
[96836307,"Насос GRUNDFOS","SL1.50.65.22.2.50D.B",{"v":1922,"d":"1,922"},"J2"]
[96871960,"Насос GRUNDFOS","SL1.50.65.22.Ex.2.50D.B",{"v":2113,"d":"2,113"},"J2"]
[96836311,"Насос GRUNDFOS","SL1.50.65.30.2.50D.B",{"v":2168,"d":"2,168"},"J2"]
[96857882,"Насос GRUNDFOS","SL1.50.65.30.Ex.2.50D.B",{"v":2384,"d":"2,384"},"J2"]
[96872032,"Насос GRUNDFOS","SL1.50.65.40.2.51D.B",{"v":2588,"d":"2,588"},"J2"]
[96872035,"Насос GRUNDFOS","SL1.50.65.40.Ex.2.51D.B",{"v":2844,"d":"2,844"},"J2"]
[96836286,"Насос GRUNDFOS","SL1.50.80.22.2.50D.B",{"v":1961,"d":"1,961"},"J2"]
[96872038,"Насос GRUNDFOS","SL1.50.80.22.Ex.2.50D.B",{"v":2124,"d":"2,124"},"J2"]
[96836289,"Насос GRUNDFOS","SL1.50.80.30.2.50D.B",{"v":2202,"d":"2,202"},"J2"]
[96872064,"Насос GRUNDFOS","SL1.50.80.30.Ex.2.50D.B",{"v":2393,"d":"2,393"},"J2"]
[96872071,"Насос GRUNDFOS","SL1.50.80.40.2.51D.B",{"v":2624,"d":"2,624"},"J2"]
[96872103,"Насос GRUNDFOS","SL1.50.80.40.Ex.2.51D.B",{"v":2853,"d":"2,853"},"J2"]
[98179797,"Насос GRUNDFOS","SL1.75.100.130.2.52S.S.N.51D",{"v":6565,"d":"6,565"},"J3"]
[98174790,"Насос GRUNDFOS","SL1.75.100.150.2.52S.S.N.51D",{"v":7002,"d":"7,002"},"J3"]
[98179794,"Насос GRUNDFOS","SL1.75.100.170.2.52S.S.N.51D",{"v":7441,"d":"7,441"},"J3"]
[98174787,"Насос GRUNDFOS","SL1.75.100.185.2.52S.S.N.51D",{"v":7878,"d":"7,878"},"J3"]
[96836267,"Насос GRUNDFOS","SL1.80.100.15.4.50D.B",{"v":2218,"d":"2,218"},"J2"]
[96873389,"Насос GRUNDFOS","SL1.80.100.15.Ex.4.50D.B",{"v":2686,"d":"2,686"},"J2"]
[98179791,"Насос GRUNDFOS","SL1.80.100.200.2.52S.S.N.51D",{"v":8316,"d":"8,316"},"J3"]
[96836271,"Насос GRUNDFOS","SL1.80.100.22.4.50D.B",{"v":2369,"d":"2,369"},"J2"]
[96857919,"Насос GRUNDFOS","SL1.80.100.22.Ex.4.50D.B",{"v":2706,"d":"2,706"},"J2"]
[98174784,"Насос GRUNDFOS","SL1.80.100.220.2.52S.S.N.51D",{"v":8754,"d":"8,754"},"J3"]
[98179778,"Насос GRUNDFOS","SL1.80.100.240.2.52S.S.N.51D",{"v":9191,"d":"9,191"},"J3"]
[98145049,"Насос GRUNDFOS","SL1.80.100.265.2.52S.S.N.51D",{"v":9629,"d":"9,629"},"J3"]
[96836283,"Насос GRUNDFOS","SL1.80.100.30.4.50D.B",{"v":3220,"d":"3,220"},"J2"]
[96837214,"Насос GRUNDFOS","SL1.80.100.30.Ex.4.50D.B",{"v":3602,"d":"3,602"},"J2"]
[96873358,"Насос GRUNDFOS","SL1.80.100.40.4.51D.B",{"v":3621,"d":"3,621"},"J2"]
[96873414,"Насос GRUNDFOS","SL1.80.100.40.Ex.4.51D.B",{"v":3984,"d":"3,984"},"J2"]
[96873360,"Насос GRUNDFOS","SL1.80.100.55.4.51D.B",{"v":4167,"d":"4,167"},"J2"]
[96873416,"Насос GRUNDFOS","SL1.80.100.55.Ex.4.51D.B",{"v":4597,"d":"4,597"},"J2"]
[96873361,"Насос GRUNDFOS","SL1.80.100.75.4.51D.B",{"v":4789,"d":"4,789"},"J2"]
[96873417,"Насос GRUNDFOS","SL1.80.100.75.Ex.4.51D.B",{"v":5235,"d":"5,235"},"J2"]
[96872130,"Насос GRUNDFOS","SL1.80.80.15.4.50D.B",{"v":2211,"d":"2,211"},"J2"]
[96872144,"Насос GRUNDFOS","SL1.80.80.15.Ex.4.50D.B",{"v":2433,"d":"2,433"},"J2"]
[96836605,"Насос GRUNDFOS","SL1.80.80.22.4.50D.B",{"v":2358,"d":"2,358"},"J2"]
[96837227,"Насос GRUNDFOS","SL1.80.80.22.Ex.4.50D.B",{"v":2595,"d":"2,595"},"J2"]
[96872177,"Насос GRUNDFOS","SL1.80.80.30.4.50D.B",{"v":3211,"d":"3,211"},"J2"]
[96872180,"Насос GRUNDFOS","SL1.80.80.30.Ex.4.50D.B",{"v":3530,"d":"3,530"},"J2"]
[96872217,"Насос GRUNDFOS","SL1.80.80.40.4.51D.B",{"v":3612,"d":"3,612"},"J2"]
[96872219,"Насос GRUNDFOS","SL1.80.80.40.Ex.4.51D.B",{"v":3974,"d":"3,974"},"J2"]
[96873771,"Насос GRUNDFOS","SL1.80.80.55.4.51D.B",{"v":4167,"d":"4,167"},"J2"]
[96872252,"Насос GRUNDFOS","SL1.80.80.55.Ex.4.51D.B",{"v":4587,"d":"4,587"},"J2"]
[96873359,"Насос GRUNDFOS","SL1.80.80.75.4.51D.B",{"v":4749,"d":"4,749"},"J2"]
[96873388,"Насос GRUNDFOS","SL1.80.80.75.Ex.4.51D.B",{"v":5225,"d":"5,225"},"J2"]
[98179809,"Насос GRUNDFOS","SL1.85.150.100.4.52H.S.N.51D",{"v":7878,"d":"7,878"},"J3"]
[98057803,"Насос GRUNDFOS","SL1.85.150.110.4.52H.S.N.51D",{"v":8316,"d":"8,316"},"J3"]
[98179806,"Насос GRUNDFOS","SL1.85.150.130.4.52H.S.N.51D",{"v":8754,"d":"8,754"},"J3"]
[98057802,"Насос GRUNDFOS","SL1.85.150.150.4.52H.S.N.51D",{"v":9191,"d":"9,191"},"J3"]
[98179803,"Насос GRUNDFOS","SL1.95.150.170.4.52H.S.N.51D",{"v":9629,"d":"9,629"},"J3"]
[98057801,"Насос GRUNDFOS","SL1.95.150.185.4.52H.S.N.51D",{"v":10066,"d":"10,066"},"J3"]
[98179800,"Насос GRUNDFOS","SL1.95.150.200.4.52H.S.N.51D",{"v":10504,"d":"10,504"},"J3"]
[98057790,"Насос GRUNDFOS","SL1.95.150.220.4.52H.S.N.51D",{"v":10942,"d":"10,942"},"J3"]
[96571523,"Уплотнительная манжета GRUNDFOS","Sleeve LM 50 63/75mm",19,"Z"]
[96571527,"Уплотнительная манжета GRUNDFOS","Sleeve LM 50 75/86mm",19,"Z"]
[96571528,"Уплотнительная манжета GRUNDFOS","Sleeve LM 50 90/102mm",30,"Z"]
[96230763,"Уплотнительная манжета GRUNDFOS","Sleeve LM50 40/50mm",14,"Z"]
[96230753,"Уплотнительная манжета GRUNDFOS","Sleeve LM50 50/60mm",15,"Z"]
["1A108408","Комплект быстроизнашивающихся запчастей GRUNDFOS","Sliddele kpl.",272,"Z"]
[96836305,"Насос GRUNDFOS","SLV.100.100.30.4.50D",{"v":2864,"d":"2,864"},"J2"]
[97639169,"Насос GRUNDFOS","SLV.100.100.30.4.50D.Q",{"v":3041,"d":"3,041"},"J2"]
[96872095,"Насос GRUNDFOS","SLV.100.100.30.Ex.4.50D",{"v":3128,"d":"3,128"},"J2"]
[96872026,"Насос GRUNDFOS","SLV.100.100.40.4.51D",{"v":3035,"d":"3,035"},"J2"]
[97639170,"Насос GRUNDFOS","SLV.100.100.40.4.51D.Q",{"v":3212,"d":"3,212"},"J2"]
[96872097,"Насос GRUNDFOS","SLV.100.100.40.Ex.4.51D",{"v":3336,"d":"3,336"},"J2"]
[96872028,"Насос GRUNDFOS","SLV.100.100.55.4.51D",{"v":3641,"d":"3,641"},"J2"]
[97639171,"Насос GRUNDFOS","SLV.100.100.55.4.51D.Q",{"v":3844,"d":"3,844"},"J2"]
[96872098,"Насос GRUNDFOS","SLV.100.100.55.Ex.4.51D",{"v":3910,"d":"3,910"},"J2"]
[96872029,"Насос GRUNDFOS","SLV.100.100.75.4.51D",{"v":4418,"d":"4,418"},"J2"]
[97639172,"Насос GRUNDFOS","SLV.100.100.75.4.51D.Q",{"v":4648,"d":"4,648"},"J2"]
[96872099,"Насос GRUNDFOS","SLV.100.100.75.Ex.4.51D",{"v":4741,"d":"4,741"},"J2"]
[96115119,"Насос GRUNDFOS","SLV.65.65.09.2.1.502",{"v":1186,"d":"1,186"},"J1"]
[96115123,"Насос GRUNDFOS","SLV.65.65.09.2.50B",{"v":1186,"d":"1,186"},"J1"]
[96115121,"Насос GRUNDFOS","SLV.65.65.09.A.2.1.502",{"v":1510,"d":"1,510"},"J1"]
[96115125,"Насос GRUNDFOS","SLV.65.65.09.A.2.50B",{"v":1510,"d":"1,510"},"J1"]
[96878474,"Насос GRUNDFOS","SLV.65.65.09.E.2.1.502",{"v":1926,"d":"1,926"},"J1"]
[96878475,"Насос GRUNDFOS","SLV.65.65.09.E.2.50B",{"v":1926,"d":"1,926"},"J1"]
[96878476,"Насос GRUNDFOS","SLV.65.65.09.E.Ex.2.1.502",{"v":2107,"d":"2,107"},"J1"]
[96878477,"Насос GRUNDFOS","SLV.65.65.09.E.Ex.2.50B",{"v":2107,"d":"2,107"},"J1"]
[96115120,"Насос GRUNDFOS","SLV.65.65.09.Ex.2.1.502",{"v":1335,"d":"1,335"},"J1"]
[96115124,"Насос GRUNDFOS","SLV.65.65.09.Ex.2.50B",{"v":1335,"d":"1,335"},"J1"]
[96106573,"Насос GRUNDFOS","SLV.65.65.11.2.1.502",{"v":1330,"d":"1,330"},"J1"]
[96106577,"Насос GRUNDFOS","SLV.65.65.11.2.50B",{"v":1330,"d":"1,330"},"J1"]
[96106575,"Насос GRUNDFOS","SLV.65.65.11.A.2.1.502",{"v":1655,"d":"1,655"},"J1"]
[96106579,"Насос GRUNDFOS","SLV.65.65.11.A.2.50B",{"v":1655,"d":"1,655"},"J1"]
[96882685,"Насос GRUNDFOS","SLV.65.65.11.E.2.1.502",{"v":2065,"d":"2,065"},"J1"]
[96882686,"Насос GRUNDFOS","SLV.65.65.11.E.2.50B",{"v":2065,"d":"2,065"},"J1"]
[96878480,"Насос GRUNDFOS","SLV.65.65.11.E.Ex.2.1.502",{"v":2246,"d":"2,246"},"J1"]
[96878481,"Насос GRUNDFOS","SLV.65.65.11.E.Ex.2.50B",{"v":2246,"d":"2,246"},"J1"]
[96106574,"Насос GRUNDFOS","SLV.65.65.11.Ex.2.1.502",{"v":1481,"d":"1,481"},"J1"]
[96106578,"Насос GRUNDFOS","SLV.65.65.11.Ex.2.50B",{"v":1481,"d":"1,481"},"J1"]
[96104192,"Насос GRUNDFOS","SLV.65.65.15.2.50B",{"v":1639,"d":"1,639"},"J1"]
[96104194,"Насос GRUNDFOS","SLV.65.65.15.A.2.50B",{"v":1963,"d":"1,963"},"J1"]
[96878503,"Насос GRUNDFOS","SLV.65.65.15.E.2.50B",{"v":2361,"d":"2,361"},"J1"]
[96878504,"Насос GRUNDFOS","SLV.65.65.15.E.Ex.2.50B",{"v":2539,"d":"2,539"},"J1"]
[96104193,"Насос GRUNDFOS","SLV.65.65.15.Ex.2.50B",{"v":1789,"d":"1,789"},"J1"]
[96836323,"Насос GRUNDFOS","SLV.65.65.22.2.50D",{"v":2233,"d":"2,233"},"J2"]
[96872031,"Насос GRUNDFOS","SLV.65.65.22.Ex.2.50D",{"v":2348,"d":"2,348"},"J2"]
[96871968,"Насос GRUNDFOS","SLV.65.65.30.2.50D",{"v":2295,"d":"2,295"},"J2"]
[96872045,"Насос GRUNDFOS","SLV.65.65.30.Ex.2.50D",{"v":2530,"d":"2,530"},"J2"]
[96871971,"Насос GRUNDFOS","SLV.65.65.40.2.51D",{"v":2723,"d":"2,723"},"J2"]
[96872050,"Насос GRUNDFOS","SLV.65.65.40.Ex.2.51D",{"v":3014,"d":"3,014"},"J2"]
[96836287,"Насос GRUNDFOS","SLV.65.80.22.2.50D",{"v":2247,"d":"2,247"},"J2"]
[96872051,"Насос GRUNDFOS","SLV.65.80.22.Ex.2.50D",{"v":2268,"d":"2,268"},"J2"]
[96836303,"Насос GRUNDFOS","SLV.65.80.30.2.50D",{"v":2308,"d":"2,308"},"J2"]
[96872056,"Насос GRUNDFOS","SLV.65.80.30.Ex.2.50D",{"v":2537,"d":"2,537"},"J2"]
[96842221,"Насос GRUNDFOS","SLV.65.80.40.2.51D",{"v":2730,"d":"2,730"},"J2"]
[96872059,"Насос GRUNDFOS","SLV.65.80.40.Ex.2.51D",{"v":3023,"d":"3,023"},"J2"]
[96872005,"Насос GRUNDFOS","SLV.80.100.11.4.50D",{"v":2185,"d":"2,185"},"J2"]
[97639159,"Насос GRUNDFOS","SLV.80.100.11.4.50D.Q",{"v":2261,"d":"2,261"},"J2"]
[96872087,"Насос GRUNDFOS","SLV.80.100.11.Ex.4.50D",{"v":2286,"d":"2,286"},"J2"]
[96890789,"Насос GRUNDFOS","SLV.80.100.110.2.51D",{"v":4712,"d":"4,712"},"J2"]
[97639168,"Насос GRUNDFOS","SLV.80.100.110.2.51D.Q",{"v":4922,"d":"4,922"},"J2"]
[96890791,"Насос GRUNDFOS","SLV.80.100.110.Ex.2.51D",{"v":5052,"d":"5,052"},"J2"]
[96890480,"Насос GRUNDFOS","SLV.80.100.13.4.50D",{"v":2223,"d":"2,223"},"J2"]
[97639160,"Насос GRUNDFOS","SLV.80.100.13.4.50D.Q",{"v":2297,"d":"2,297"},"J2"]
[96890783,"Насос GRUNDFOS","SLV.80.100.13.Ex.4.50D",{"v":2367,"d":"2,367"},"J2"]
[96872008,"Насос GRUNDFOS","SLV.80.100.15.4.50D",{"v":2249,"d":"2,249"},"J2"]
[97639161,"Насос GRUNDFOS","SLV.80.100.15.4.50D.Q",{"v":2325,"d":"2,325"},"J2"]
[96872089,"Насос GRUNDFOS","SLV.80.100.15.Ex.4.50D",{"v":2366,"d":"2,366"},"J2"]
[96872244,"Насос GRUNDFOS","SLV.80.100.22.4.50D",{"v":2291,"d":"2,291"},"J2"]
[97639162,"Насос GRUNDFOS","SLV.80.100.22.4.50D.Q",{"v":2417,"d":"2,417"},"J2"]
[96872243,"Насос GRUNDFOS","SLV.80.100.22.4.51D",{"v":2344,"d":"2,344"},"J2"]
[96872247,"Насос GRUNDFOS","SLV.80.100.22.Ex.4.50D",{"v":2435,"d":"2,435"},"J2"]
[96872246,"Насос GRUNDFOS","SLV.80.100.22.Ex.4.51D",{"v":2582,"d":"2,582"},"J2"]
[96872010,"Насос GRUNDFOS","SLV.80.100.40.2.51D",{"v":2894,"d":"2,894"},"J2"]
[97639164,"Насос GRUNDFOS","SLV.80.100.40.2.51D.Q",{"v":3047,"d":"3,047"},"J2"]
[96872022,"Насос GRUNDFOS","SLV.80.100.40.4.51D",{"v":2582,"d":"2,582"},"J2"]
[97639163,"Насос GRUNDFOS","SLV.80.100.40.4.51D.Q",{"v":2726,"d":"2,726"},"J2"]
[96872091,"Насос GRUNDFOS","SLV.80.100.40.Ex.2.51D",{"v":3168,"d":"3,168"},"J2"]
[96872093,"Насос GRUNDFOS","SLV.80.100.40.Ex.4.51D",{"v":2865,"d":"2,865"},"J2"]
[96893379,"Насос GRUNDFOS","SLV.80.100.60.2.51D",{"v":3377,"d":"3,377"},"J2"]
[97639165,"Насос GRUNDFOS","SLV.80.100.60.2.51D.Q",{"v":3531,"d":"3,531"},"J2"]
[96893448,"Насос GRUNDFOS","SLV.80.100.60.Ex.2.51D",{"v":3699,"d":"3,699"},"J2"]
[96872011,"Насос GRUNDFOS","SLV.80.100.75.2.51D",{"v":4266,"d":"4,266"},"J2"]
[97639166,"Насос GRUNDFOS","SLV.80.100.75.2.51D.Q",{"v":4421,"d":"4,421"},"J2"]
[96872092,"Насос GRUNDFOS","SLV.80.100.75.Ex.2.51D",{"v":4650,"d":"4,650"},"J2"]
[96872023,"Насос GRUNDFOS","SLV.80.100.92.2.51D",{"v":4480,"d":"4,480"},"J2"]
[97639167,"Насос GRUNDFOS","SLV.80.100.92.2.51D.Q",{"v":4691,"d":"4,691"},"J2"]
[96872094,"Насос GRUNDFOS","SLV.80.100.92.Ex.2.51D",{"v":4812,"d":"4,812"},"J2"]
[96836266,"Насос GRUNDFOS","SLV.80.80.11.4.50D",{"v":2137,"d":"2,137"},"J2"]
[97639149,"Насос GRUNDFOS","SLV.80.80.11.4.50D.Q",{"v":2211,"d":"2,211"},"J2"]
[96857918,"Насос GRUNDFOS","SLV.80.80.11.Ex.4.50D",{"v":2291,"d":"2,291"},"J2"]
[96872004,"Насос GRUNDFOS","SLV.80.80.110.2.51D",{"v":4663,"d":"4,663"},"J2"]
[97639158,"Насос GRUNDFOS","SLV.80.80.110.2.51D.Q",{"v":4873,"d":"4,873"},"J2"]
[96872085,"Насос GRUNDFOS","SLV.80.80.110.Ex.2.51D",{"v":4914,"d":"4,914"},"J2"]
[96857830,"Насос GRUNDFOS","SLV.80.80.13.4.50D",{"v":2173,"d":"2,173"},"J2"]
[97639150,"Насос GRUNDFOS","SLV.80.80.13.4.50D.Q",{"v":2248,"d":"2,248"},"J2"]
[96872072,"Насос GRUNDFOS","SLV.80.80.13.Ex.4.50D",{"v":2281,"d":"2,281"},"J2"]
[98179853,"Насос GRUNDFOS","SLV.80.80.130.2.52H.S.N.51D",{"v":7002,"d":"7,002"},"J3"]
[96836269,"Насос GRUNDFOS","SLV.80.80.15.4.50D",{"v":2201,"d":"2,201"},"J2"]
[97639151,"Насос GRUNDFOS","SLV.80.80.15.4.50D.Q",{"v":2276,"d":"2,276"},"J2"]
[96872074,"Насос GRUNDFOS","SLV.80.80.15.Ex.4.50D",{"v":2326,"d":"2,326"},"J2"]
[98174829,"Насос GRUNDFOS","SLV.80.80.150.2.52H.S.N.51D",{"v":7441,"d":"7,441"},"J3"]
[98179850,"Насос GRUNDFOS","SLV.80.80.170.2.52H.S.N.51D",{"v":7878,"d":"7,878"},"J3"]
[98057789,"Насос GRUNDFOS","SLV.80.80.185.2.52H.S.N.51D",{"v":8316,"d":"8,316"},"J3"]
[98179847,"Насос GRUNDFOS","SLV.80.80.200.2.52H.S.N.51D",{"v":8754,"d":"8,754"},"J3"]
[96835691,"Насос GRUNDFOS","SLV.80.80.22.4.50D",{"v":2242,"d":"2,242"},"J2"]
[97639152,"Насос GRUNDFOS","SLV.80.80.22.4.50D.Q",{"v":2368,"d":"2,368"},"J2"]
[96871980,"Насос GRUNDFOS","SLV.80.80.22.4.51D",{"v":2295,"d":"2,295"},"J2"]
[96835683,"Насос GRUNDFOS","SLV.80.80.22.Ex.4.50D",{"v":2443,"d":"2,443"},"J2"]
[96872077,"Насос GRUNDFOS","SLV.80.80.22.Ex.4.51D",{"v":2543,"d":"2,543"},"J2"]
[98057788,"Насос GRUNDFOS","SLV.80.80.220.2.52H.S.N.51D",{"v":9191,"d":"9,191"},"J3"]
[98179844,"Насос GRUNDFOS","SLV.80.80.240.2.52H.S.N.51D",{"v":9629,"d":"9,629"},"J3"]
[98057787,"Насос GRUNDFOS","SLV.80.80.265.2.52H.S.N.51D",{"v":10066,"d":"10,066"},"J3"]
[96871992,"Насос GRUNDFOS","SLV.80.80.40.2.51D",{"v":2844,"d":"2,844"},"J2"]
[97639154,"Насос GRUNDFOS","SLV.80.80.40.2.51D.Q",{"v":2998,"d":"2,998"},"J2"]
[96871995,"Насос GRUNDFOS","SLV.80.80.40.4.51D",{"v":2533,"d":"2,533"},"J2"]
[97639153,"Насос GRUNDFOS","SLV.80.80.40.4.51D.Q",{"v":2676,"d":"2,676"},"J2"]
[96872079,"Насос GRUNDFOS","SLV.80.80.40.Ex.2.51D",{"v":3128,"d":"3,128"},"J2"]
[96872080,"Насос GRUNDFOS","SLV.80.80.40.Ex.4.51D",{"v":2816,"d":"2,816"},"J2"]
[96873784,"Насос GRUNDFOS","SLV.80.80.60.2.51D",{"v":3328,"d":"3,328"},"J2"]
[97639155,"Насос GRUNDFOS","SLV.80.80.60.2.51D.Q",{"v":3482,"d":"3,482"},"J2"]
[96872081,"Насос GRUNDFOS","SLV.80.80.60.Ex.2.51D",{"v":3659,"d":"3,659"},"J2"]
[96871998,"Насос GRUNDFOS","SLV.80.80.75.2.51D",{"v":4217,"d":"4,217"},"J2"]
[97639156,"Насос GRUNDFOS","SLV.80.80.75.2.51D.Q",{"v":4371,"d":"4,371"},"J2"]
[96872082,"Насос GRUNDFOS","SLV.80.80.75.Ex.2.51D",{"v":4610,"d":"4,610"},"J2"]
[96872003,"Насос GRUNDFOS","SLV.80.80.92.2.51D",{"v":4432,"d":"4,432"},"J2"]
[97639157,"Насос GRUNDFOS","SLV.80.80.92.2.51D.Q",{"v":4641,"d":"4,641"},"J2"]
[96872084,"Насос GRUNDFOS","SLV.80.80.92.Ex.2.51D",{"v":4772,"d":"4,772"},"J2"]
[59508500,"Насос GRUNDFOS","Solar 15-80 130 1X230V 9H",235,"A1"]
[52588352,"Насос GRUNDFOS","Solar 25-120 180 1X230V 9H",425,"A1"]
[59544183,"Насос GRUNDFOS","Solar 25-40 180 1X230V 9H",174,"A1"]
[59546639,"Насос GRUNDFOS","Solar 25-60 180 1X230V 9H",215,"A1"]
[97775317,"Насосная установка GRUNDFOS","Sololift2 C-3",538,"D2"]
[97775316,"Насосная установка GRUNDFOS","Sololift2 CWC-3",615,"D2"]
[97775318,"Насосная установка GRUNDFOS","Sololift2 D-2",407,"D2"]
[97775314,"Насосная установка GRUNDFOS","Sololift2 WC-1",486,"D2"]
[97775315,"Насосная установка GRUNDFOS","Sololift2 WC-3",604,"D2"]
["17A019A1","Насос GRUNDFOS","SP125-1 A Rp6 6\"3X380-415/50-7.5kW",{"v":4895,"d":"4,895"},"G1"]
["17A169A1","Насос GRUNDFOS","SP125-1 A Rp6 6\"3X380-415/50SD7.5kW",{"v":5200,"d":"5,200"},"G1"]
["17C019A1","Насос GRUNDFOS","SP125-1 AN Rp6 6\"3X380-415/50-7.5kW",{"v":7385,"d":"7,385"},"G1"]
["17C169A1","Насос GRUNDFOS","SP125-1 AN Rp6 6\"3X380-415/50SD7.5kW",{"v":7890,"d":"7,890"},"G1"]
["17A01901","Насос GRUNDFOS","SP125-1 Rp6 6\"3X380-415/50-11kW",{"v":5458,"d":"5,458"},"G1"]
["17A16901","Насос GRUNDFOS","SP125-1 Rp6 6\"3X380-415/50SD11kW",{"v":5791,"d":"5,791"},"G1"]
["17C01901","Насос GRUNDFOS","SP125-1N Rp6 6\"3X380-415/50-11kW",{"v":8237,"d":"8,237"},"G1"]
["17C16901","Насос GRUNDFOS","SP125-1N Rp6 6\"3X380-415/50SD11kW",{"v":8708,"d":"8,708"},"G1"]
["17A019A2","Насос GRUNDFOS","SP125-2 A Rp6 6\"3X380-415/50-18.5kW",{"v":6519,"d":"6,519"},"G1"]
["17A169A2","Насос GRUNDFOS","SP125-2 A Rp6 6\"3X380-415/50SD18.5kW",{"v":6905,"d":"6,905"},"G1"]
["17A019B2","Насос GRUNDFOS","SP125-2 AA Rp6 6\"3X380-415/50-13kW",{"v":5803,"d":"5,803"},"G1"]
["17A169B2","Насос GRUNDFOS","SP125-2 AA Rp6 6\"3X380-415/50SD13kW",{"v":6153,"d":"6,153"},"G1"]
["17C019B2","Насос GRUNDFOS","SP125-2 AAN Rp6 6\"3X380-415/50-13kW",{"v":8760,"d":"8,760"},"G1"]
["17C169B2","Насос GRUNDFOS","SP125-2 AAN Rp6 6\"3X380-415/50SD13kW",{"v":9257,"d":"9,257"},"G1"]
["17C019A2","Насос GRUNDFOS","SP125-2 AN Rp6 6\"3X380-415/50-18.5kW",{"v":9844,"d":"9,844"},"G1"]
["17C169A2","Насос GRUNDFOS","SP125-2 AN Rp6 6\"3X380-415/50SD18.5kW",{"v":10395,"d":"10,395"},"G1"]
["17A01902","Насос GRUNDFOS","SP125-2 Rp6 6\"3X380-415/50-22kW",{"v":6737,"d":"6,737"},"G1"]
["17A16902","Насос GRUNDFOS","SP125-2 Rp6 6\"3X380-415/50SD22kW",{"v":7134,"d":"7,134"},"G1"]
["17C01902","Насос GRUNDFOS","SP125-2N Rp6 6\"3X380-415/50-22kW",{"v":10175,"d":"10,175"},"G1"]
["17C16902","Насос GRUNDFOS","SP125-2N Rp6 6\"3X380-415/50SD22kW",{"v":10743,"d":"10,743"},"G1"]
["17A019A3","Насос GRUNDFOS","SP125-3 A Rp6 6\"3X380-415/50-26kW",{"v":7578,"d":"7,578"},"G1"]
["17A169A3","Насос GRUNDFOS","SP125-3 A Rp6 6\"3X380-415/50SD26kW",{"v":8017,"d":"8,017"},"G1"]
["17A019B3","Насос GRUNDFOS","SP125-3 AA Rp6 6\"3X380-415/50-22kW",{"v":6971,"d":"6,971"},"G1"]
["17A169B3","Насос GRUNDFOS","SP125-3 AA Rp6 6\"3X380-415/50SD22kW",{"v":7379,"d":"7,379"},"G1"]
["17C019B3","Насос GRUNDFOS","SP125-3 AAN Rp6 6\"3X380-415/50-22kW",{"v":10528,"d":"10,528"},"G1"]
["17C169B3","Насос GRUNDFOS","SP125-3 AAN Rp6 6\"3X380-415/50SD22kW",{"v":11114,"d":"11,114"},"G1"]
["17C019A3","Насос GRUNDFOS","SP125-3 AN Rp6 6\"3X380-415/50-26kW",{"v":11335,"d":"11,335"},"G1"]
["17C169A3","Насос GRUNDFOS","SP125-3 AN Rp6 6\"3X380-415/50SD26kW",{"v":12080,"d":"12,080"},"G1"]
["17A01903","Насос GRUNDFOS","SP125-3 Rp6 6\"3X380-415/50-30kW",{"v":8009,"d":"8,009"},"G1"]
["17A16903","Насос GRUNDFOS","SP125-3 Rp6 6\"3X380-415/50SD30kW",{"v":8444,"d":"8,444"},"G1"]
["17C01903","Насос GRUNDFOS","SP125-3N Rp6 6\"3X380-415/50-30kW",{"v":12089,"d":"12,089"},"G1"]
["17C16903","Насос GRUNDFOS","SP125-3N Rp6 6\"3X380-415/50SD30kW",{"v":12727,"d":"12,727"},"G1"]
["07102B05","Насос GRUNDFOS","SP14A- 5 1,5KW1X220V50P",{"v":1298,"d":"1,298"},"B2"]
["07102B07","Насос GRUNDFOS","SP14A- 7 2.2kW 1x220V 50Hz",{"v":1965,"d":"1,965"},"B2"]
["07101K05","Насос GRUNDFOS","SP14A-05 1,5KW380-415V50HZ /2",{"v":1238,"d":"1,238"},"B2"]
["07101K07","Насос GRUNDFOS","SP14A-07 2.2KW 3x380-415V 50Hz",{"v":1487,"d":"1,487"},"B2"]
["07101K10","Насос GRUNDFOS","SP14A-10 3.0kW 3x380-415V 50Hz",{"v":2008,"d":"2,008"},"B2"]
["07101K13","Насос GRUNDFOS","SP14A-13 4.0kW 3x380-415V 50Hz",{"v":2366,"d":"2,366"},"B2"]
["07101K18","Насос GRUNDFOS","SP14A-18 5.5KW 3x380-415V 50Hz",{"v":2923,"d":"2,923"},"B2"]
["07101K25","Насос GRUNDFOS","SP14A-25  7.5kW 3x380-415V 50Hz",{"v":3994,"d":"3,994"},"B2"]
[7161925,"Насос GRUNDFOS","SP14A-25 7.5kW 3x380-415V 50Hz",{"v":4365,"d":"4,365"},"B2"]
["200219A1","Насос GRUNDFOS","SP160-1 A Rp6 6\"3X380-415/50-9.2kW",{"v":5143,"d":"5,143"},"G1"]
["200369A1","Насос GRUNDFOS","SP160-1 A Rp6 6\"3X380-415/50SD9.2kW",{"v":5460,"d":"5,460"},"G1"]
["205219A1","Насос GRUNDFOS","SP160-1 AN Rp6 6\"3X380-415/50-9.2kW",{"v":7758,"d":"7,758"},"G1"]
["205369A1","Насос GRUNDFOS","SP160-1 AN Rp6 6\"3X380-415/50SD9.2kW",{"v":8288,"d":"8,288"},"G1"]
[20021901,"Насос GRUNDFOS","SP160-1 Rp6 6\"3X380-415/50-13kW",{"v":5563,"d":"5,563"},"G1"]
[20036901,"Насос GRUNDFOS","SP160-1 Rp6 6\"3X380-415/50SD13kW",{"v":5901,"d":"5,901"},"G1"]
[20521901,"Насос GRUNDFOS","SP160-1N Rp6 6\"3X380-415/50-13kW",{"v":8396,"d":"8,396"},"G1"]
[20536901,"Насос GRUNDFOS","SP160-1N Rp6 6\"3X380-415/50SD13kW",{"v":8920,"d":"8,920"},"G1"]
["200219A2","Насос GRUNDFOS","SP160-2 A Rp6 6\"3X380-415/50-22kW",{"v":6721,"d":"6,721"},"G1"]
["200369A2","Насос GRUNDFOS","SP160-2 A Rp6 6\"3X380-415/50SD22kW",{"v":7117,"d":"7,117"},"G1"]
["200219B2","Насос GRUNDFOS","SP160-2 AA Rp6 6\"3X380-415/50-18.5kW",{"v":6285,"d":"6,285"},"G1"]
["200369B2","Насос GRUNDFOS","SP160-2 AA Rp6 6\"3X380-415/50SD18.5kW",{"v":6659,"d":"6,659"},"G1"]
["205219B2","Насос GRUNDFOS","SP160-2 AAN Rp6 6\"3X380-415/50-18.5kW",{"v":9489,"d":"9,489"},"G1"]
["205369B2","Насос GRUNDFOS","SP160-2 AAN Rp6 6\"3X380-415/50SD18.5kW",{"v":10024,"d":"10,024"},"G1"]
["205219A2","Насос GRUNDFOS","SP160-2 AN Rp6 6\"3X380-415/50-22kW",{"v":10149,"d":"10,149"},"G1"]
["205369A2","Насос GRUNDFOS","SP160-2 AN Rp6 6\"3X380-415/50SD22kW",{"v":10716,"d":"10,716"},"G1"]
[20021902,"Насос GRUNDFOS","SP160-2 Rp6 6\"3X380-415/50-26kW",{"v":7191,"d":"7,191"},"G1"]
[20036902,"Насос GRUNDFOS","SP160-2 Rp6 6\"3X380-415/50SD26kW",{"v":7610,"d":"7,610"},"G1"]
[20521902,"Насос GRUNDFOS","SP160-2N Rp6 6\"3X380-415/50-26kW",{"v":10862,"d":"10,862"},"G1"]
[20536902,"Насос GRUNDFOS","SP160-2N Rp6 6\"3X380-415/50SD26kW",{"v":11465,"d":"11,465"},"G1"]
["200219B3","Насос GRUNDFOS","SP160-3 AA Rp6 6\"3X380-415/50-30kW",{"v":7563,"d":"7,563"},"G1"]
["200369B3","Насос GRUNDFOS","SP160-3 AA Rp6 6\"3X380-415/50SD30kW",{"v":7974,"d":"7,974"},"G1"]
["205219B3","Насос GRUNDFOS","SP160-3 AAN Rp6 6\"3X380-415/50-30kW",{"v":11412,"d":"11,412"},"G1"]
["205369B3","Насос GRUNDFOS","SP160-3 AAN Rp6 6\"3X380-415/50SD30kW",{"v":12015,"d":"12,015"},"G1"]
["12A01901","Насос GRUNDFOS","SP17-1 Rp2½ 4\"3X380-415/50-0.55kW",{"v":1005,"d":"1,005"},"G1"]
["12A01910","Насос GRUNDFOS","SP17-10 Rp2½ 4\"3X380-415/50-5.5kW",{"v":3035,"d":"3,035"},"G1"]
["12AA1910","Насос GRUNDFOS","SP17-10 Rp2½ 6\"3X380-415/50-5.5kW",{"v":3724,"d":"3,724"},"G1"]
["12AB6910","Насос GRUNDFOS","SP17-10 Rp2½ 6\"3X380-415/50SD5.5kW",{"v":4010,"d":"4,010"},"G1"]
["12C01910","Насос GRUNDFOS","SP17-10N Rp2½ 4\"3X380-415/50-5.5kW",{"v":4573,"d":"4,573"},"G1"]
["12CA1910","Насос GRUNDFOS","SP17-10N Rp2½ 6\"3X380-415/50-5.5kW",{"v":5667,"d":"5,667"},"G1"]
["12CB6910","Насос GRUNDFOS","SP17-10N Rp2½ 6\"3X380-415/50SD5.5kW",{"v":6009,"d":"6,009"},"G1"]
["12C91910","Насос GRUNDFOS","SP17-10NE Rp2½ 4\"3X380-415/50-5.5kW",{"v":5429,"d":"5,429"},"G2"]
["12AA1911","Насос GRUNDFOS","SP17-11 Rp2½ 4\"3X380-415/50-7.5kW",{"v":3619,"d":"3,619"},"G1"]
["12A01911","Насос GRUNDFOS","SP17-11 Rp2½ 6\"3X380-415/50-7.5kW",{"v":3883,"d":"3,883"},"G1"]
["12A16911","Насос GRUNDFOS","SP17-11 Rp2½ 6\"3X380-415/50SD7.5kW",{"v":4178,"d":"4,178"},"G1"]
["12CA1911","Насос GRUNDFOS","SP17-11N Rp2½ 4\"3X380-415/50-7.5kW",{"v":5565,"d":"5,565"},"G1"]
["12C01911","Насос GRUNDFOS","SP17-11N Rp2½ 6\"3X380-415/50-7.5kW",{"v":5907,"d":"5,907"},"G1"]
["12C16911","Насос GRUNDFOS","SP17-11N Rp2½ 6\"3X380-415/50SD7.5kW",{"v":6264,"d":"6,264"},"G1"]
["12AA1912","Насос GRUNDFOS","SP17-12 Rp2½ 4\"3X380-415/50-7.5kW",{"v":3803,"d":"3,803"},"G1"]
["12A01912","Насос GRUNDFOS","SP17-12 Rp2½ 6\"3X380-415/50-7.5kW",{"v":3998,"d":"3,998"},"G1"]
["12A16912","Насос GRUNDFOS","SP17-12 Rp2½ 6\"3X380-415/50SD7.5kW",{"v":4421,"d":"4,421"},"G1"]
["12CA1912","Насос GRUNDFOS","SP17-12N Rp2½ 4\"3X380-415/50-7.5kW",{"v":5734,"d":"5,734"},"G1"]
["12C01912","Насос GRUNDFOS","SP17-12N Rp2½ 6\"3X380-415/50-7.5kW",{"v":6085,"d":"6,085"},"G1"]
["12C16912","Насос GRUNDFOS","SP17-12N Rp2½ 6\"3X380-415/50SD7.5kW",{"v":6448,"d":"6,448"},"G1"]
["12AA1913","Насос GRUNDFOS","SP17-13 Rp2½ 4\"3X380-415/50-7.5kW",{"v":3913,"d":"3,913"},"G1"]
["12A01913","Насос GRUNDFOS","SP17-13 Rp2½ 6\"3X380-415/50-7.5kW",{"v":4111,"d":"4,111"},"G1"]
["12A16913","Насос GRUNDFOS","SP17-13 Rp2½ 6\"3X380-415/50SD7.5kW",{"v":4421,"d":"4,421"},"G1"]
["12CA1913","Насос GRUNDFOS","SP17-13N Rp2½ 4\"3X380-415/50-7.5kW",{"v":5902,"d":"5,902"},"G1"]
["12C01913","Насос GRUNDFOS","SP17-13N Rp2½ 6\"3X380-415/50-7.5kW",{"v":6258,"d":"6,258"},"G1"]
["12C16913","Насос GRUNDFOS","SP17-13N Rp2½ 6\"3X380-415/50SD7.5kW",{"v":6631,"d":"6,631"},"G1"]
["12A01914","Насос GRUNDFOS","SP17-14 Rp2½ 6\"3X380-415/50-9.2kW",{"v":4474,"d":"4,474"},"G1"]
["12A16914","Насос GRUNDFOS","SP17-14 Rp2½ 6\"3X380-415/50SD9.2kW",{"v":4805,"d":"4,805"},"G1"]
["12C01914","Насос GRUNDFOS","SP17-14N Rp2½ 6\"3X380-415/50-9.2kW",{"v":6746,"d":"6,746"},"G1"]
["12C16914","Насос GRUNDFOS","SP17-14N Rp2½ 6\"3X380-415/50SD9.2kW",{"v":7212,"d":"7,212"},"G1"]
["12A01915","Насос GRUNDFOS","SP17-15 Rp2½ 6\"3X380-415/50-9.2kW",{"v":4613,"d":"4,613"},"G1"]
["12A16915","Насос GRUNDFOS","SP17-15 Rp2½ 6\"3X380-415/50SD9.2kW",{"v":4952,"d":"4,952"},"G1"]
["12C01915","Насос GRUNDFOS","SP17-15N Rp2½ 6\"3X380-415/50-9.2kW",{"v":6956,"d":"6,956"},"G1"]
["12C16915","Насос GRUNDFOS","SP17-15N Rp2½ 6\"3X380-415/50SD9.2kW",{"v":7435,"d":"7,435"},"G1"]
["12A01916","Насос GRUNDFOS","SP17-16 Rp2½ 6\"3X380-415/50-9.2kW",{"v":4720,"d":"4,720"},"G1"]
["12A16916","Насос GRUNDFOS","SP17-16 Rp2½ 6\"3X380-415/50SD9.2kW",{"v":5065,"d":"5,065"},"G1"]
["12C01916","Насос GRUNDFOS","SP17-16N Rp2½ 6\"3X380-415/50-9.2kW",{"v":7118,"d":"7,118"},"G1"]
["12C16916","Насос GRUNDFOS","SP17-16N Rp2½ 6\"3X380-415/50SD9.2kW",{"v":7608,"d":"7,608"},"G1"]
["12A01917","Насос GRUNDFOS","SP17-17 Rp2½ 6\"3X380-415/50-9.2kW",{"v":4827,"d":"4,827"},"G1"]
["12A16917","Насос GRUNDFOS","SP17-17 Rp2½ 6\"3X380-415/50SD9.2kW",{"v":5180,"d":"5,180"},"G1"]
["12C01917","Насос GRUNDFOS","SP17-17N Rp2½ 6\"3X380-415/50-9.2kW",{"v":7280,"d":"7,280"},"G1"]
["12C16917","Насос GRUNDFOS","SP17-17N Rp2½ 6\"3X380-415/50SD9.2kW",{"v":7778,"d":"7,778"},"G1"]
["12A01918","Насос GRUNDFOS","SP17-18 Rp2½ 6\"3X380-415/50-11kW",{"v":4995,"d":"4,995"},"G1"]
["12A16918","Насос GRUNDFOS","SP17-18 Rp2½ 6\"3X380-415/50SD11kW",{"v":5304,"d":"5,304"},"G1"]
["12C01918","Насос GRUNDFOS","SP17-18N Rp2½ 6\"3X380-415/50-11kW",{"v":7535,"d":"7,535"},"G1"]
["12C16918","Насос GRUNDFOS","SP17-18N Rp2½ 6\"3X380-415/50SD11kW",{"v":8049,"d":"8,049"},"G1"]
["12A01919","Насос GRUNDFOS","SP17-19 Rp2½ 6\"3X380-415/50-11kW",{"v":5100,"d":"5,100"},"G1"]
["12A16919","Насос GRUNDFOS","SP17-19 Rp2½ 6\"3X380-415/50SD11kW",{"v":5414,"d":"5,414"},"G1"]
["12C01919","Насос GRUNDFOS","SP17-19N Rp2½ 6\"3X380-415/50-11kW",{"v":7694,"d":"7,694"},"G1"]
["12C16919","Насос GRUNDFOS","SP17-19N Rp2½ 6\"3X380-415/50SD11kW",{"v":8139,"d":"8,139"},"G1"]
["12C91901","Насос GRUNDFOS","SP17-1NE Rp2½ 4\"3X380-415/50-0.75kW",{"v":2565,"d":"2,565"},"G2"]
["12A01902","Насос GRUNDFOS","SP17-2 Rp2½ 4\"3X380-415/50-1.10kW",{"v":1206,"d":"1,206"},"G1"]
["12A01920","Насос GRUNDFOS","SP17-20 Rp2½ 6\"3X380-415/50-11kW",{"v":5231,"d":"5,231"},"G1"]
["12A16920","Насос GRUNDFOS","SP17-20 Rp2½ 6\"3X380-415/50SD11kW",{"v":5553,"d":"5,553"},"G1"]
["12C01920","Насос GRUNDFOS","SP17-20N Rp2½ 6\"3X380-415/50-11kW",{"v":7892,"d":"7,892"},"G1"]
["12C16920","Насос GRUNDFOS","SP17-20N Rp2½ 6\"3X380-415/50SD11kW",{"v":8346,"d":"8,346"},"G1"]
["12A01921","Насос GRUNDFOS","SP17-21 Rp2½ 6\"3X380-415/50-13kW",{"v":5543,"d":"5,543"},"G1"]
["12A16921","Насос GRUNDFOS","SP17-21 Rp2½ 6\"3X380-415/50SD13kW",{"v":5879,"d":"5,879"},"G1"]
["12C01921","Насос GRUNDFOS","SP17-21N Rp2½ 6\"3X380-415/50-13kW",{"v":8366,"d":"8,366"},"G1"]
["12C16921","Насос GRUNDFOS","SP17-21N Rp2½ 6\"3X380-415/50SD13kW",{"v":8842,"d":"8,842"},"G1"]
["12A01922","Насос GRUNDFOS","SP17-22 Rp2½ 6\"3X380-415/50-13kW",{"v":5718,"d":"5,718"},"G1"]
["12A16922","Насос GRUNDFOS","SP17-22 Rp2½ 6\"3X380-415/50SD13kW",{"v":6065,"d":"6,065"},"G1"]
["12C01922","Насос GRUNDFOS","SP17-22N Rp2½ 6\"3X380-415/50-13kW",{"v":8631,"d":"8,631"},"G1"]
["12C16922","Насос GRUNDFOS","SP17-22N Rp2½ 6\"3X380-415/50SD13kW",{"v":9121,"d":"9,121"},"G1"]
["12A01923","Насос GRUNDFOS","SP17-23 Rp2½ 6\"3X380-415/50-13kW",{"v":5824,"d":"5,824"},"G1"]
["12A16923","Насос GRUNDFOS","SP17-23 Rp2½ 6\"3X380-415/50SD13kW",{"v":6175,"d":"6,175"},"G1"]
["12C01923","Насос GRUNDFOS","SP17-23N Rp2½ 6\"3X380-415/50-13kW",{"v":8792,"d":"8,792"},"G1"]
["12C16923","Насос GRUNDFOS","SP17-23N Rp2½ 6\"3X380-415/50SD13kW",{"v":9290,"d":"9,290"},"G1"]
["12A01924","Насос GRUNDFOS","SP17-24 Rp2½ 6\"3X380-415/50-13kW",{"v":5927,"d":"5,927"},"G1"]
["12A16924","Насос GRUNDFOS","SP17-24 Rp2½ 6\"3X380-415/50SD13kW",{"v":6283,"d":"6,283"},"G1"]
["12C01924","Насос GRUNDFOS","SP17-24N Rp2½ 6\"3X380-415/50-13kW",{"v":8947,"d":"8,947"},"G1"]
["12C16924","Насос GRUNDFOS","SP17-24N Rp2½ 6\"3X380-415/50SD13kW",{"v":9454,"d":"9,454"},"G1"]
["12A01925","Насос GRUNDFOS","SP17-25 Rp2½ 6\"3X380-415/50-15kW",{"v":6155,"d":"6,155"},"G1"]
["12A16925","Насос GRUNDFOS","SP17-25 Rp2½ 6\"3X380-415/50SD15kW",{"v":6524,"d":"6,524"},"G1"]
["12C01925","Насос GRUNDFOS","SP17-25N Rp2½ 6\"3X380-415/50-15kW",{"v":9295,"d":"9,295"},"G1"]
["12C16925","Насос GRUNDFOS","SP17-25N Rp2½ 6\"3X380-415/50SD15kW",{"v":9818,"d":"9,818"},"G1"]
["12A01926","Насос GRUNDFOS","SP17-26 Rp2½ 6\"3X380-415/50-15kW",{"v":6314,"d":"6,314"},"G1"]
["12A16926","Насос GRUNDFOS","SP17-26 Rp2½ 6\"3X380-415/50SD15kW",{"v":6690,"d":"6,690"},"G1"]
["12C01926","Насос GRUNDFOS","SP17-26N Rp2½ 6\"3X380-415/50-15kW",{"v":9756,"d":"9,756"},"G1"]
["12C16926","Насос GRUNDFOS","SP17-26N Rp2½ 6\"3X380-415/50SD15kW",{"v":10070,"d":"10,070"},"G1"]
["12A01927","Насос GRUNDFOS","SP17-27 Rp2½ 6\"3X380-415/50-15kW",{"v":6461,"d":"6,461"},"G1"]
["12A16927","Насос GRUNDFOS","SP17-27 Rp2½ 6\"3X380-415/50SD15kW",{"v":6483,"d":"6,483"},"G1"]
["12C01927","Насос GRUNDFOS","SP17-27N Rp2½ 6\"3X380-415/50-15kW",{"v":9756,"d":"9,756"},"G1"]
["12C16927","Насос GRUNDFOS","SP17-27N Rp2½ 6\"3X380-415/50SD15kW",{"v":10303,"d":"10,303"},"G1"]
["12A01928","Насос GRUNDFOS","SP17-28 Rp2½ 6\"3X380-415/50-18.5kW",{"v":6899,"d":"6,899"},"G1"]
["12A16928","Насос GRUNDFOS","SP17-28 Rp2½ 6\"3X380-415/50SD18.5kW",{"v":7164,"d":"7,164"},"G1"]
["12C01928","Насос GRUNDFOS","SP17-28N Rp2½ 6\"3X380-415/50-18.5kW",{"v":10418,"d":"10,418"},"G1"]
["12C16928","Насос GRUNDFOS","SP17-28N Rp2½ 6\"3X380-415/50SD18.5kW",{"v":10999,"d":"10,999"},"G1"]
["12A01929","Насос GRUNDFOS","SP17-29 Rp2½ 6\"3X380-415/50-18.5kW",{"v":6997,"d":"6,997"},"G1"]
["12A16929","Насос GRUNDFOS","SP17-29 Rp2½ 6\"3X380-415/50SD18.5kW",{"v":7406,"d":"7,406"},"G1"]
["12C01929","Насос GRUNDFOS","SP17-29N Rp2½ 6\"3X380-415/50-18.5kW",{"v":10569,"d":"10,569"},"G1"]
["12C16929","Насос GRUNDFOS","SP17-29N Rp2½ 6\"3X380-415/50SD18.5kW",{"v":11156,"d":"11,156"},"G1"]
["12C01902","Насос GRUNDFOS","SP17-2N Rp2½ 4\"3X380-415/50-1.10kW",{"v":2497,"d":"2,497"},"G1"]
["12C91902","Насос GRUNDFOS","SP17-2NE Rp2½ 4\"3X380-415/50-1.10kW",{"v":2805,"d":"2,805"},"G2"]
["12A01903","Насос GRUNDFOS","SP17-3 Rp2½ 4\"3X380-415/50-2.2kW",{"v":1494,"d":"1,494"},"G1"]
["12A01930","Насос GRUNDFOS","SP17-30 Rp2½ 6\"3X380-415/50-18.5kW",{"v":7096,"d":"7,096"},"G1"]
["12A16930","Насос GRUNDFOS","SP17-30 Rp2½ 6\"3X380-415/50SD18.5kW",{"v":7510,"d":"7,510"},"G1"]
["12C01930","Насос GRUNDFOS","SP17-30N Rp2½ 6\"3X380-415/50-18.5kW",{"v":10718,"d":"10,718"},"G1"]
["12C16930","Насос GRUNDFOS","SP17-30N Rp2½ 6\"3X380-415/50SD18.5kW",{"v":11314,"d":"11,314"},"G1"]
["12A01931","Насос GRUNDFOS","SP17-31 Rp2½ 6\"3X380-415/50-18.5kW",{"v":7258,"d":"7,258"},"G1"]
["12A16931","Насос GRUNDFOS","SP17-31 Rp2½ 6\"3X380-415/50SD18.5kW",{"v":7681,"d":"7,681"},"G1"]
["12C01931","Насос GRUNDFOS","SP17-31N Rp2½ 6\"3X380-415/50-18.5kW",{"v":10962,"d":"10,962"},"G1"]
["12C16931","Насос GRUNDFOS","SP17-31N Rp2½ 6\"3X380-415/50SD18.5kW",{"v":11569,"d":"11,569"},"G1"]
["12A01932","Насос GRUNDFOS","SP17-32 Rp2½ 6\"3X380-415/50-18.5kW",{"v":7391,"d":"7,391"},"G1"]
["12A16932","Насос GRUNDFOS","SP17-32 Rp2½ 6\"3X380-415/50SD18.5kW",{"v":7821,"d":"7,821"},"G1"]
["12C01932","Насос GRUNDFOS","SP17-32N Rp2½ 6\"3X380-415/50-18.5kW",{"v":11165,"d":"11,165"},"G1"]
["12C16932","Насос GRUNDFOS","SP17-32N Rp2½ 6\"3X380-415/50SD18.5kW",{"v":11784,"d":"11,784"},"G1"]
["12A01933","Насос GRUNDFOS","SP17-33 Rp2½ 6\"3X380-415/50-18.5kW",{"v":7491,"d":"7,491"},"G1"]
["12A16933","Насос GRUNDFOS","SP17-33 Rp2½ 6\"3X380-415/50SD18.5kW",{"v":7925,"d":"7,925"},"G1"]
["12C01933","Насос GRUNDFOS","SP17-33N Rp2½ 6\"3X380-415/50-18.5kW",{"v":11316,"d":"11,316"},"G1"]
["12C16933","Насос GRUNDFOS","SP17-33N Rp2½ 6\"3X380-415/50SD18.5kW",{"v":11941,"d":"11,941"},"G1"]
["12A01934","Насос GRUNDFOS","SP17-34 Rp2½ 6\"3X380-415/50-22kW",{"v":7747,"d":"7,747"},"G1"]
["12A16934","Насос GRUNDFOS","SP17-34 Rp2½ 6\"3X380-415/50SD22kW",{"v":8116,"d":"8,116"},"G1"]
["12C01934","Насос GRUNDFOS","SP17-34N Rp2½ 6\"3X380-415/50-22kW",{"v":11588,"d":"11,588"},"G1"]
["12C16934","Насос GRUNDFOS","SP17-34N Rp2½ 6\"3X380-415/50SD22kW",{"v":12229,"d":"12,229"},"G1"]
["12A01935","Насос GRUNDFOS","SP17-35 Rp2½ 6\"3X380-415/50-22kW",{"v":7846,"d":"7,846"},"G1"]
["12A16935","Насос GRUNDFOS","SP17-35 Rp2½ 6\"3X380-415/50SD22kW",{"v":8298,"d":"8,298"},"G1"]
["12C01935","Насос GRUNDFOS","SP17-35N Rp2½ 6\"3X380-415/50-22kW",{"v":11736,"d":"11,736"},"G1"]
["12C16935","Насос GRUNDFOS","SP17-35N Rp2½ 6\"3X380-415/50SD22kW",{"v":12506,"d":"12,506"},"G1"]
["12A01936","Насос GRUNDFOS","SP17-36 Rp2½ 6\"3X380-415/50-22kW",{"v":7944,"d":"7,944"},"G1"]
["12A16936","Насос GRUNDFOS","SP17-36 Rp2½ 6\"3X380-415/50SD22kW",{"v":8402,"d":"8,402"},"G1"]
["12C01936","Насос GRUNDFOS","SP17-36N Rp2½ 6\"3X380-415/50-22kW",{"v":11885,"d":"11,885"},"G1"]
["12C16936","Насос GRUNDFOS","SP17-36N Rp2½ 6\"3X380-415/50SD22kW",{"v":12663,"d":"12,663"},"G1"]
["12A01937","Насос GRUNDFOS","SP17-37 Rp2½ 6\"3X380-415/50-22kW",{"v":8043,"d":"8,043"},"G1"]
["12A16937","Насос GRUNDFOS","SP17-37 Rp2½ 6\"3X380-415/50SD22kW",{"v":8506,"d":"8,506"},"G1"]
["12C01937","Насос GRUNDFOS","SP17-37N Rp2½ 6\"3X380-415/50-22kW",{"v":12033,"d":"12,033"},"G1"]
["12C16937","Насос GRUNDFOS","SP17-37N Rp2½ 6\"3X380-415/50SD22kW",{"v":12821,"d":"12,821"},"G1"]
["12A01938","Насос GRUNDFOS","SP17-38 Rp2½ 6\"3X380-415/50-22kW",{"v":8143,"d":"8,143"},"G1"]
["12A16938","Насос GRUNDFOS","SP17-38 Rp2½ 6\"3X380-415/50SD22kW",{"v":8609,"d":"8,609"},"G1"]
["12C01938","Насос GRUNDFOS","SP17-38N Rp2½ 6\"3X380-415/50-22kW",{"v":12181,"d":"12,181"},"G1"]
["12C16938","Насос GRUNDFOS","SP17-38N Rp2½ 6\"3X380-415/50SD22kW",{"v":12978,"d":"12,978"},"G1"]
["12A01939","Насос GRUNDFOS","SP17-39 Rp2½ 6\"3X380-415/50-22kW",{"v":8241,"d":"8,241"},"G1"]
["12A16939","Насос GRUNDFOS","SP17-39 Rp2½ 6\"3X380-415/50SD22kW",{"v":8713,"d":"8,713"},"G1"]
["12C01939","Насос GRUNDFOS","SP17-39N Rp2½ 6\"3X380-415/50-22kW",{"v":12330,"d":"12,330"},"G1"]
["12C16939","Насос GRUNDFOS","SP17-39N Rp2½ 6\"3X380-415/50SD22kW",{"v":13137,"d":"13,137"},"G1"]
["12C01903","Насос GRUNDFOS","SP17-3N Rp2½ 4\"3X380-415/50-2.2kW",{"v":2723,"d":"2,723"},"G1"]
["12C91903","Насос GRUNDFOS","SP17-3NE Rp2½ 4\"3X380-415/50-2.2kW",{"v":3066,"d":"3,066"},"G2"]
["12A01904","Насос GRUNDFOS","SP17-4 Rp2½ 4\"3X380-415/50-2.2kW",{"v":1614,"d":"1,614"},"G1"]
["12A01940","Насос GRUNDFOS","SP17-40 Rp2½ 6\"3X380-415/50-22kW",{"v":8340,"d":"8,340"},"G1"]
["12A16940","Насос GRUNDFOS","SP17-40 Rp2½ 6\"3X380-415/50SD22kW",{"v":8817,"d":"8,817"},"G1"]
["12C01940","Насос GRUNDFOS","SP17-40N Rp2½ 6\"3X380-415/50-22kW",{"v":12478,"d":"12,478"},"G1"]
["12C16940","Насос GRUNDFOS","SP17-40N Rp2½ 6\"3X380-415/50SD22kW",{"v":13292,"d":"13,292"},"G1"]
["12A41943","Насос GRUNDFOS","SP17-43 R3 6\"3X380-415/50-26kW",{"v":10123,"d":"10,123"},"G1"]
["12A56943","Насос GRUNDFOS","SP17-43 R3 6\"3X380-415/50SD26kW",{"v":10689,"d":"10,689"},"G1"]
["12C41943","Насос GRUNDFOS","SP17-43N R3 6\"3X380-415/50-26kW",{"v":15152,"d":"15,152"},"G1"]
["12C56943","Насос GRUNDFOS","SP17-43N R3 6\"3X380-415/50SD26kW",{"v":15968,"d":"15,968"},"G1"]
["12A41945","Насос GRUNDFOS","SP17-45 R3 6\"3X380-415/50-26kW",{"v":10280,"d":"10,280"},"G1"]
["12A56945","Насос GRUNDFOS","SP17-45 R3 6\"3X380-415/50SD26kW",{"v":10852,"d":"10,852"},"G1"]
["12C41945","Насос GRUNDFOS","SP17-45N R3 6\"3X380-415/50-26kW",{"v":15387,"d":"15,387"},"G1"]
["12C56945","Насос GRUNDFOS","SP17-45N R3 6\"3X380-415/50SD26kW",{"v":16214,"d":"16,214"},"G1"]
["12A41948","Насос GRUNDFOS","SP17-48 R3 6\"3X380-415/50-26kW",{"v":10516,"d":"10,516"},"G1"]
["12A56948","Насос GRUNDFOS","SP17-48 R3 6\"3X380-415/50SD26kW",{"v":11102,"d":"11,102"},"G1"]
["12C41948","Насос GRUNDFOS","SP17-48N R3 6\"3X380-415/50-26kW",{"v":15741,"d":"15,741"},"G1"]
["12C56948","Насос GRUNDFOS","SP17-48N R3 6\"3X380-415/50SD26kW",{"v":16590,"d":"16,590"},"G1"]
["12C01904","Насос GRUNDFOS","SP17-4N Rp2½ 4\"3X380-415/50-2.2kW",{"v":2907,"d":"2,907"},"G1"]
["12C91904","Насос GRUNDFOS","SP17-4NE Rp2½ 4\"3X380-415/50-2.2kW",{"v":3278,"d":"3,278"},"G2"]
["12A01905","Насос GRUNDFOS","SP17-5 Rp2½ 4\"3X380-415/50-3.0kW",{"v":2093,"d":"2,093"},"G1"]
["12A41951","Насос GRUNDFOS","SP17-51 R3 6\"3X380-415/50-30kW",{"v":12258,"d":"12,258"},"G1"]
["12A56951","Насос GRUNDFOS","SP17-51 R3 6\"3X380-415/50SD30kW",{"v":12970,"d":"12,970"},"G1"]
["12C41951","Насос GRUNDFOS","SP17-51N R3 6\"3X380-415/50-30kW",{"v":18520,"d":"18,520"},"G1"]
["12A41953","Насос GRUNDFOS","SP17-53 R3 6\"3X380-415/50-30kW",{"v":12629,"d":"12,629"},"G1"]
["12A56953","Насос GRUNDFOS","SP17-53 R3 6\"3X380-415/50SD30kW",{"v":13360,"d":"13,360"},"G1"]
["12C41953","Насос GRUNDFOS","SP17-53N R3 6\"3X380-415/50-30kW",{"v":19062,"d":"19,062"},"G1"]
["12C01905","Насос GRUNDFOS","SP17-5N Rp2½ 4\"3X380-415/50-3.0kW",{"v":3252,"d":"3,252"},"G1"]
["12C91905","Насос GRUNDFOS","SP17-5NE Rp2½ 4\"3X380-415/50-3.0kW",{"v":3676,"d":"3,676"},"G2"]
["12A01906","Насос GRUNDFOS","SP17-6 Rp2½ 4\"3X380-415/50-4.0kW",{"v":2376,"d":"2,376"},"G1"]
["12C01906","Насос GRUNDFOS","SP17-6N Rp2½ 4\"3X380-415/50-4.0kW",{"v":3688,"d":"3,688"},"G1"]
["12C91906","Насос GRUNDFOS","SP17-6NE Rp2½ 4\"3X380-415/50-4.0kW",{"v":4176,"d":"4,176"},"G2"]
["12A01907","Насос GRUNDFOS","SP17-7 Rp2½ 4\"3X380-415/50-4.0kW",{"v":2492,"d":"2,492"},"G1"]
["12C01907","Насос GRUNDFOS","SP17-7N Rp2½ 4\"3X380-415/50-4.0kW",{"v":3866,"d":"3,866"},"G1"]
["12C91907","Насос GRUNDFOS","SP17-7NE Rp2½ 4\"3X380-415/50-4.0kW",{"v":4384,"d":"4,384"},"G2"]
["12A01908","Насос GRUNDFOS","SP17-8 Rp2½ 4\"3X380-415/50-5.5kW",{"v":2769,"d":"2,769"},"G1"]
["12AA1908","Насос GRUNDFOS","SP17-8 Rp2½ 6\"3X380-415/50-5.5kW",{"v":3480,"d":"3,480"},"G1"]
["12AB6908","Насос GRUNDFOS","SP17-8 Rp2½ 6\"3X380-415/50SD5.5kW",{"v":3751,"d":"3,751"},"G1"]
["12C01908","Насос GRUNDFOS","SP17-8N Rp2½ 4\"3X380-415/50-5.5kW",{"v":4209,"d":"4,209"},"G1"]
["12CA1908","Насос GRUNDFOS","SP17-8N Rp2½ 6\"3X380-415/50-5.5kW",{"v":5292,"d":"5,292"},"G1"]
["12CB6908","Насос GRUNDFOS","SP17-8N Rp2½ 6\"3X380-415/50SD5.5kW",{"v":5671,"d":"5,671"},"G1"]
["12C91908","Насос GRUNDFOS","SP17-8NE Rp2½ 4\"3X380-415/50-5.5kW",{"v":4827,"d":"4,827"},"G2"]
["12A01909","Насос GRUNDFOS","SP17-9 Rp2½ 4\"3X380-415/50-5.5kW",{"v":2889,"d":"2,889"},"G1"]
["12AA1909","Насос GRUNDFOS","SP17-9 Rp2½ 6\"3X380-415/50-5.5kW",{"v":3604,"d":"3,604"},"G1"]
["12AB6909","Насос GRUNDFOS","SP17-9 Rp2½ 6\"3X380-415/50SD5.5kW",{"v":3882,"d":"3,882"},"G1"]
["12C01909","Насос GRUNDFOS","SP17-9N Rp2½ 4\"3X380-415/50-5.5kW",{"v":4393,"d":"4,393"},"G1"]
["12CA1909","Насос GRUNDFOS","SP17-9N Rp2½ 6\"3X380-415/50-5.5kW",{"v":5480,"d":"5,480"},"G1"]
["12CB6909","Насос GRUNDFOS","SP17-9N Rp2½ 6\"3X380-415/50SD5.5kW",{"v":5869,"d":"5,869"},"G1"]
["12C91909","Насос GRUNDFOS","SP17-9NE Rp2½ 4\"3X380-415/50-5.5kW",{"v":5039,"d":"5,039"},"G2"]
["08002B09","Насос GRUNDFOS","SP1A- 9 0.37kW 1x230V 50Hz",943,"B2","Цены на насосы указаны с учетом стоимости распределительного шкафа SA-SPM"]
["08001K09","Насос GRUNDFOS","SP1A- 9 0.37kW 380-415V 50Hz",746,"B2"]
["08002B14","Насос GRUNDFOS","SP1A-14 0.37kW 1x220V 50Hz",{"v":1028,"d":"1,028"},"B2",1]
["08001K14","Насос GRUNDFOS","SP1A-14 0.37kW 380-415V 50Hz",830,"B2"]
["08002B18","Насос GRUNDFOS","SP1A-18 0.55kW 1x220V 50Hz",{"v":1101,"d":"1,101"},"B2",1]
["08001K18","Насос GRUNDFOS","SP1A-18 0.55kW 380-415V 50Hz",885,"B2"]
["08002B21","Насос GRUNDFOS","SP1A-21 0.55kW 1x220V 50Hz",{"v":1138,"d":"1,138"},"B2",1]
["08001K21","Насос GRUNDFOS","SP1A-21 0.55kW 380-415V 50Hz",922,"B2"]
["08002B28","Насос GRUNDFOS","SP1A-28 0.75kW 1x220V 50Hz",{"v":1253,"d":"1,253"},"B2",1]
["08001K28","Насос GRUNDFOS","SP1A-28 0.75kW 380-415V 50Hz",{"v":1015,"d":"1,015"},"B2"]
["08102B36","Насос GRUNDFOS","SP1A-36 1.1kW 1x220V 50Hz",{"v":2235,"d":"2,235"},"B2",1]
["08101K36","Насос GRUNDFOS","SP1A-36 1.1kW 380-415V 50Hz",{"v":1921,"d":"1,921"},"B2"]
["08102B42","Насос GRUNDFOS","SP1A-42 1.1kW 1x220V 50Hz",{"v":2451,"d":"2,451"},"B2",1]
["08101K42","Насос GRUNDFOS","SP1A-42 1.1kW 380-415V 50Hz",{"v":2104,"d":"2,104"},"B2"]
["08102B50","Насос GRUNDFOS","SP1A-50 1.5kW 1x220V 50Hz",{"v":2835,"d":"2,835"},"B2",1]
["08101K50","Насос GRUNDFOS","SP1A-50 1.5kW 380-415V",{"v":2440,"d":"2,440"},"B2"]
["08102B57","Насос GRUNDFOS","SP1A-57 1.5kW 1x220V 50Hz",{"v":3050,"d":"3,050"},"B2",1]
["08101K57","Насос GRUNDFOS","SP1A-57 1.5kW 380-415V 50Hz",{"v":2652,"d":"2,652"},"B2"]
["18A019A1","Насос GRUNDFOS","SP215-1 A Rp6 6\"3X380-415/50-15kW",{"v":5801,"d":"5,801"},"G1"]
["18A169A1","Насос GRUNDFOS","SP215-1 A Rp6 6\"3X380-415/50SD15kW",{"v":6151,"d":"6,151"},"G1"]
["18C019A1","Насос GRUNDFOS","SP215-1 AN Rp6 6\"3X380-415/50-15kW",{"v":8757,"d":"8,757"},"G1"]
["18C169A1","Насос GRUNDFOS","SP215-1 AN Rp6 6\"3X380-415/50SD15kW",{"v":9300,"d":"9,300"},"G1"]
["18A01901","Насос GRUNDFOS","SP215-1 Rp6 6\"3X380-415/50-18.5kW",{"v":6319,"d":"6,319"},"G1"]
["18A16901","Насос GRUNDFOS","SP215-1 Rp6 6\"3X380-415/50SD18.5kW",{"v":6695,"d":"6,695"},"G1"]
["18C01901","Насос GRUNDFOS","SP215-1N Rp6 6\"3X380-415/50-18.5kW",{"v":9540,"d":"9,540"},"G1"]
["18C16901","Насос GRUNDFOS","SP215-1N Rp6 6\"3X380-415/50SD18.5kW",{"v":10077,"d":"10,077"},"G1"]
["18A219B2","Насос GRUNDFOS","SP215-2 AA Rp6 6\"3X380-415/50-30kW",{"v":7482,"d":"7,482"},"G1"]
["18A369B2","Насос GRUNDFOS","SP215-2 AA Rp6 6\"3X380-415/50SD30kW",{"v":7890,"d":"7,890"},"G1"]
["18C219B2","Насос GRUNDFOS","SP215-2 AAN Rp6 6\"3X380-415/50-30kW",{"v":11290,"d":"11,290"},"G1"]
["18C369B2","Насос GRUNDFOS","SP215-2 AAN Rp6 6\"3X380-415/50SD30kW",{"v":11785,"d":"11,785"},"G1"]
["09002B06","Насос GRUNDFOS","SP2A- 6 0.37kW 1x220V 50Hz",922,"B2",1]
["09001K06","Насос GRUNDFOS","SP2A- 6 0.37kW 380-415V 50Hz",724,"B2"]
["09002B09","Насос GRUNDFOS","SP2A- 9 0.37kW 1x220V 50Hz",959,"B2",1]
["09001K09","Насос GRUNDFOS","SP2A- 9 0.37kW 380-415V 50Hz",762,"B2"]
["09002B13","Насос GRUNDFOS","SP2A-13 0.55kW 1x220V 50Hz",{"v":1055,"d":"1,055"},"B2",1]
["09001K13","Насос GRUNDFOS","SP2A-13 0.55kW 380-415V 50Hz",839,"B2"]
["09002B18","Насос GRUNDFOS","SP2A-18 0.75kW 1x220V 50Hz",{"v":1143,"d":"1,143"},"B2",1]
["09001K18","Насос GRUNDFOS","SP2A-18 0.75kW 380-415V 50Hz",924,"B2"]
["09002B23","Насос GRUNDFOS","SP2A-23 1.1kW 1x220V 50Hz",{"v":1320,"d":"1,320"},"B2",1]
["09001K23","Насос GRUNDFOS","SP2A-23 1.1kW 380-415V 50Hz",{"v":1046,"d":"1,046"},"B2"]
["09002B28","Насос GRUNDFOS","SP2A-28 1.5kW 1x220V 50Hz",{"v":1519,"d":"1,519"},"B2",1]
["09001K28","Насос GRUNDFOS","SP2A-28 1.5kW 380-415V 50Hz",{"v":1173,"d":"1,173"},"B2"]
["09001K33","Насос GRUNDFOS","SP2A-33  1,5kW 380-415V  50Hz",{"v":1235,"d":"1,235"},"B2"]
["09002B33","Насос GRUNDFOS","SP2A-33 1.5kW 1x220V 50Hz",{"v":1581,"d":"1,581"},"B2",1]
["09102B40","Насос GRUNDFOS","SP2A-40 2.2kW 1x220V 50Hz",{"v":3120,"d":"3,120"},"B2",1]
["09101K40","Насос GRUNDFOS","SP2A-40 2.2kW 3x380x415V 50Hz",{"v":2296,"d":"2,296"},"B2"]
["09102B48","Насос GRUNDFOS","SP2A-48 2.2kW 1x220V 50Hz",{"v":3370,"d":"3,370"},"B2",1]
["09101K48","Насос GRUNDFOS","SP2A-48 2.2KW 3x380-415V 50Hz",{"v":2524,"d":"2,524"},"B2"]
["09101K55","Насос GRUNDFOS","SP2A-55 3.0KW 3x380-415V 50Hz",{"v":3049,"d":"3,049"},"B2"]
["09101K65","Насос GRUNDFOS","SP2A-65 3.0kW 3x380-415V 50Hz",{"v":3445,"d":"3,445"},"B2"]
["09301K75","Насос GRUNDFOS","SP2A-75 4.0KW 3x380-415V 50Hz",{"v":6834,"d":"6,834"},"B2"]
["09301K90","Насос GRUNDFOS","SP2A-90 4.0KW 3x380-415V 50Hz",{"v":7751,"d":"7,751"},"B2"]
["13A01901","Насос GRUNDFOS","SP30-1 Rp3 4\"3X380-415/50-1.10kW",{"v":1134,"d":"1,134"},"G1"]
["13A01910","Насос GRUNDFOS","SP30-10 Rp3 6\"3X380-415/50-9.2kW",{"v":4181,"d":"4,181"},"G1"]
["13A16910","Насос GRUNDFOS","SP30-10 Rp3 6\"3X380-415/50SD9.2kW",{"v":4495,"d":"4,495"},"G1"]
["13C01910","Насос GRUNDFOS","SP30-10N Rp3 6\"3X380-415/50-9.2kW",{"v":6365,"d":"6,365"},"G1"]
["13C16910","Насос GRUNDFOS","SP30-10N Rp3 6\"3X380-415/50SD9.2kW",{"v":6743,"d":"6,743"},"G1"]
["13A01911","Насос GRUNDFOS","SP30-11 Rp3 6\"3X380-415/50-9.2kW",{"v":4322,"d":"4,322"},"G1"]
["13A16911","Насос GRUNDFOS","SP30-11 Rp3 6\"3X380-415/50SD9.2kW",{"v":4644,"d":"4,644"},"G1"]
["13C01911","Насос GRUNDFOS","SP30-11N Rp3 6\"3X380-415/50-9.2kW",{"v":6579,"d":"6,579"},"G1"]
["13C16911","Насос GRUNDFOS","SP30-11N Rp3 6\"3X380-415/50SD9.2kW",{"v":6970,"d":"6,970"},"G1"]
["13A01912","Насос GRUNDFOS","SP30-12 Rp3 6\"3X380-415/50-11kW",{"v":4523,"d":"4,523"},"G1"]
["13A16912","Насос GRUNDFOS","SP30-12 Rp3 6\"3X380-415/50SD11kW",{"v":4857,"d":"4,857"},"G1"]
["13C01912","Насос GRUNDFOS","SP30-12N Rp3 6\"3X380-415/50-11kW",{"v":6889,"d":"6,889"},"G1"]
["13C16912","Насос GRUNDFOS","SP30-12N Rp3 6\"3X380-415/50SD11kW",{"v":7293,"d":"7,293"},"G1"]
["13A01913","Насос GRUNDFOS","SP30-13 Rp3 6\"3X380-415/50-11kW",{"v":4752,"d":"4,752"},"G1"]
["13A16913","Насос GRUNDFOS","SP30-13 Rp3 6\"3X380-415/50SD11kW",{"v":5101,"d":"5,101"},"G1"]
["13C01913","Насос GRUNDFOS","SP30-13N Rp3 6\"3X380-415/50-11kW",{"v":7167,"d":"7,167"},"G1"]
["13C16913","Насос GRUNDFOS","SP30-13N Rp3 6\"3X380-415/50SD11kW",{"v":7660,"d":"7,660"},"G1"]
["13A01914","Насос GRUNDFOS","SP30-14 Rp3 6\"3X380-415/50-13kW",{"v":5128,"d":"5,128"},"G1"]
["13A16914","Насос GRUNDFOS","SP30-14 Rp3 6\"3X380-415/50SD13kW",{"v":5443,"d":"5,443"},"G1"]
["13C01914","Насос GRUNDFOS","SP30-14N Rp3 6\"3X380-415/50-13kW",{"v":7737,"d":"7,737"},"G1"]
["13C16914","Насос GRUNDFOS","SP30-14N Rp3 6\"3X380-415/50SD13kW",{"v":8184,"d":"8,184"},"G1"]
["13A01915","Насос GRUNDFOS","SP30-15 Rp3 6\"3X380-415/50-13kW",{"v":5268,"d":"5,268"},"G1"]
["13A16915","Насос GRUNDFOS","SP30-15 Rp3 6\"3X380-415/50SD13kW",{"v":5592,"d":"5,592"},"G1"]
["13C01915","Насос GRUNDFOS","SP30-15N Rp3 6\"3X380-415/50-13kW",{"v":7950,"d":"7,950"},"G1"]
["13C16915","Насос GRUNDFOS","SP30-15N Rp3 6\"3X380-415/50SD13kW",{"v":8447,"d":"8,447"},"G1"]
["13A01916","Насос GRUNDFOS","SP30-16 Rp3 6\"3X380-415/50-15kW",{"v":5535,"d":"5,535"},"G1"]
["13A16916","Насос GRUNDFOS","SP30-16 Rp3 6\"3X380-415/50SD15kW",{"v":5871,"d":"5,871"},"G1"]
["13C01916","Насос GRUNDFOS","SP30-16N Rp3 6\"3X380-415/50-15kW",{"v":8353,"d":"8,353"},"G1"]
["13C16916","Насос GRUNDFOS","SP30-16N Rp3 6\"3X380-415/50SD15kW",{"v":8828,"d":"8,828"},"G1"]
["13A01917","Насос GRUNDFOS","SP30-17 Rp3 6\"3X380-415/50-15kW",{"v":5673,"d":"5,673"},"G1"]
["13A16917","Насос GRUNDFOS","SP30-17 Rp3 6\"3X380-415/50SD15kW",{"v":6017,"d":"6,017"},"G1"]
["13C01917","Насос GRUNDFOS","SP30-17N Rp3 6\"3X380-415/50-15kW",{"v":8564,"d":"8,564"},"G1"]
["13C16917","Насос GRUNDFOS","SP30-17N Rp3 6\"3X380-415/50SD15kW",{"v":9050,"d":"9,050"},"G1"]
["13A01918","Насос GRUNDFOS","SP30-18 Rp3 6\"3X380-415/50-18.5kW",{"v":6149,"d":"6,149"},"G1"]
["13A16918","Насос GRUNDFOS","SP30-18 Rp3 6\"3X380-415/50SD18.5kW",{"v":6516,"d":"6,516"},"G1"]
["13C01918","Насос GRUNDFOS","SP30-18N Rp3 6\"3X380-415/50-18.5kW",{"v":9284,"d":"9,284"},"G1"]
["13C16918","Насос GRUNDFOS","SP30-18N Rp3 6\"3X380-415/50SD18.5kW",{"v":9806,"d":"9,806"},"G1"]
["13A01919","Насос GRUNDFOS","SP30-19 Rp3 6\"3X380-415/50-18.5kW",{"v":6288,"d":"6,288"},"G1"]
["13A16919","Насос GRUNDFOS","SP30-19 Rp3 6\"3X380-415/50SD18.5kW",{"v":6662,"d":"6,662"},"G1"]
["13C01919","Насос GRUNDFOS","SP30-19N Rp3 6\"3X380-415/50-18.5kW",{"v":9495,"d":"9,495"},"G1"]
["13C16919","Насос GRUNDFOS","SP30-19N Rp3 6\"3X380-415/50SD18.5kW",{"v":10029,"d":"10,029"},"G1"]
["13C01901","Насос GRUNDFOS","SP30-1N Rp3 4\"3X380-415/50-1.10kW",{"v":2387,"d":"2,387"},"G1"]
["13A01902","Насос GRUNDFOS","SP30-2 Rp3 4\"3X380-415/50-2.2kW",{"v":1451,"d":"1,451"},"G1"]
["13A01920","Насос GRUNDFOS","SP30-20 Rp3 6\"3X380-415/50-18.5kW",{"v":6505,"d":"6,505"},"G1"]
["13A16920","Насос GRUNDFOS","SP30-20 Rp3 6\"3X380-415/50SD18.5kW",{"v":6890,"d":"6,890"},"G1"]
["13C01920","Насос GRUNDFOS","SP30-20N Rp3 6\"3X380-415/50-18.5kW",{"v":9824,"d":"9,824"},"G1"]
["13C16920","Насос GRUNDFOS","SP30-20N Rp3 6\"3X380-415/50SD18.5kW",{"v":10373,"d":"10,373"},"G1"]
["13A01921","Насос GRUNDFOS","SP30-21 Rp3 6\"3X380-415/50-18.5kW",{"v":6785,"d":"6,785"},"G1"]
["13A16921","Насос GRUNDFOS","SP30-21 Rp3 6\"3X380-415/50SD18.5kW",{"v":7184,"d":"7,184"},"G1"]
["13C01921","Насос GRUNDFOS","SP30-21N Rp3 6\"3X380-415/50-18.5kW",{"v":10247,"d":"10,247"},"G1"]
["13C16921","Насос GRUNDFOS","SP30-21N Rp3 6\"3X380-415/50SD18.5kW",{"v":10818,"d":"10,818"},"G1"]
["13A01922","Насос GRUNDFOS","SP30-22 Rp3 6\"3X380-415/50-22kW",{"v":7089,"d":"7,089"},"G1"]
["13A16922","Насос GRUNDFOS","SP30-22 Rp3 6\"3X380-415/50SD22kW",{"v":7503,"d":"7,503"},"G1"]
["13C01922","Насос GRUNDFOS","SP30-22N Rp3 6\"3X380-415/50-22kW",{"v":10707,"d":"10,707"},"G1"]
["13C16922","Насос GRUNDFOS","SP30-22N Rp3 6\"3X380-415/50SD22kW",{"v":11303,"d":"11,303"},"G1"]
["13A01923","Насос GRUNDFOS","SP30-23 Rp3 6\"3X380-415/50-22kW",{"v":7227,"d":"7,227"},"G1"]
["13A16923","Насос GRUNDFOS","SP30-23 Rp3 6\"3X380-415/50SD22kW",{"v":7648,"d":"7,648"},"G1"]
["13C01923","Насос GRUNDFOS","SP30-23N Rp3 6\"3X380-415/50-22kW",{"v":10918,"d":"10,918"},"G1"]
["13C16923","Насос GRUNDFOS","SP30-23N Rp3 6\"3X380-415/50SD22kW",{"v":11524,"d":"11,524"},"G1"]
["13A01924","Насос GRUNDFOS","SP30-24 Rp3 6\"3X380-415/50-22kW",{"v":7365,"d":"7,365"},"G1"]
["13A16924","Насос GRUNDFOS","SP30-24 Rp3 6\"3X380-415/50SD22kW",{"v":7793,"d":"7,793"},"G1"]
["13C01924","Насос GRUNDFOS","SP30-24N Rp3 6\"3X380-415/50-22kW",{"v":11114,"d":"11,114"},"G1"]
["13C16924","Насос GRUNDFOS","SP30-24N Rp3 6\"3X380-415/50SD22kW",{"v":11741,"d":"11,741"},"G1"]
["13A01925","Насос GRUNDFOS","SP30-25 Rp3 6\"3X380-415/50-22kW",{"v":7500,"d":"7,500"},"G1"]
["13A16925","Насос GRUNDFOS","SP30-25 Rp3 6\"3X380-415/50SD22kW",{"v":7936,"d":"7,936"},"G1"]
["13C01925","Насос GRUNDFOS","SP30-25N Rp3 6\"3X380-415/50-22kW",{"v":11219,"d":"11,219"},"G1"]
["13C16925","Насос GRUNDFOS","SP30-25N Rp3 6\"3X380-415/50SD22kW",{"v":11957,"d":"11,957"},"G1"]
["13A01926","Насос GRUNDFOS","SP30-26 Rp3 6\"3X380-415/50-22kW",{"v":7637,"d":"7,637"},"G1"]
["13A16926","Насос GRUNDFOS","SP30-26 Rp3 6\"3X380-415/50SD22kW",{"v":8078,"d":"8,078"},"G1"]
["13C01926","Насос GRUNDFOS","SP30-26N Rp3 6\"3X380-415/50-22kW",{"v":11423,"d":"11,423"},"G1"]
["13C16926","Насос GRUNDFOS","SP30-26N Rp3 6\"3X380-415/50SD22kW",{"v":12174,"d":"12,174"},"G1"]
["13A01927","Насос GRUNDFOS","SP30-27 Rp3 6\"3X380-415/50-26kW",{"v":8138,"d":"8,138"},"G1"]
["13A16927","Насос GRUNDFOS","SP30-27 Rp3 6\"3X380-415/50SD26kW",{"v":8604,"d":"8,604"},"G1"]
["13C01927","Насос GRUNDFOS","SP30-27N Rp3 6\"3X380-415/50-26kW",{"v":12176,"d":"12,176"},"G1"]
["13C16927","Насос GRUNDFOS","SP30-27N Rp3 6\"3X380-415/50SD26kW",{"v":12971,"d":"12,971"},"G1"]
["13A01928","Насос GRUNDFOS","SP30-28 Rp3 6\"3X380-415/50-26kW",{"v":8272,"d":"8,272"},"G1"]
["13A16928","Насос GRUNDFOS","SP30-28 Rp3 6\"3X380-415/50SD26kW",{"v":8747,"d":"8,747"},"G1"]
["13C01928","Насос GRUNDFOS","SP30-28N Rp3 6\"3X380-415/50-26kW",{"v":12376,"d":"12,376"},"G1"]
["13C16928","Насос GRUNDFOS","SP30-28N Rp3 6\"3X380-415/50SD26kW",{"v":13183,"d":"13,183"},"G1"]
["13A01929","Насос GRUNDFOS","SP30-29 Rp3 6\"3X380-415/50-26kW",{"v":8406,"d":"8,406"},"G1"]
["13A16929","Насос GRUNDFOS","SP30-29 Rp3 6\"3X380-415/50SD26kW",{"v":8886,"d":"8,886"},"G1"]
["13C01929","Насос GRUNDFOS","SP30-29N Rp3 6\"3X380-415/50-26kW",{"v":12578,"d":"12,578"},"G1"]
["13C16929","Насос GRUNDFOS","SP30-29N Rp3 6\"3X380-415/50SD26kW",{"v":13398,"d":"13,398"},"G1"]
["13C01902","Насос GRUNDFOS","SP30-2N Rp3 4\"3X380-415/50-2.2kW",{"v":2659,"d":"2,659"},"G1"]
["13A01903","Насос GRUNDFOS","SP30-3 Rp3 4\"3X380-415/50-3.0kW",{"v":1893,"d":"1,893"},"G1"]
["13A01930","Насос GRUNDFOS","SP30-30 Rp3 6\"3X380-415/50-26kW",{"v":8539,"d":"8,539"},"G1"]
["13A16930","Насос GRUNDFOS","SP30-30 Rp3 6\"3X380-415/50SD26kW",{"v":9026,"d":"9,026"},"G1"]
["13C01930","Насос GRUNDFOS","SP30-30N Rp3 6\"3X380-415/50-26kW",{"v":12775,"d":"12,775"},"G1"]
["13C16930","Насос GRUNDFOS","SP30-30N Rp3 6\"3X380-415/50SD26kW",{"v":13540,"d":"13,540"},"G1"]
["13A01931","Насос GRUNDFOS","SP30-31 Rp3 6\"3X380-415/50-26kW",{"v":8671,"d":"8,671"},"G1"]
["13A16931","Насос GRUNDFOS","SP30-31 Rp3 6\"3X380-415/50SD26kW",{"v":9164,"d":"9,164"},"G1"]
["13C01931","Насос GRUNDFOS","SP30-31N Rp3 6\"3X380-415/50-26kW",{"v":12976,"d":"12,976"},"G1"]
["13C16931","Насос GRUNDFOS","SP30-31N Rp3 6\"3X380-415/50SD26kW",{"v":13683,"d":"13,683"},"G1"]
["13A01932","Насос GRUNDFOS","SP30-32 Rp3 6\"3X380-415/50-30kW",{"v":9094,"d":"9,094"},"G1"]
["13A16932","Насос GRUNDFOS","SP30-32 Rp3 6\"3X380-415/50SD30kW",{"v":9582,"d":"9,582"},"G1"]
["13C01932","Насос GRUNDFOS","SP30-32N Rp3 6\"3X380-415/50-30kW",{"v":13598,"d":"13,598"},"G1"]
["13C16932","Насос GRUNDFOS","SP30-32N Rp3 6\"3X380-415/50SD30kW",{"v":14309,"d":"14,309"},"G1"]
["13A01933","Насос GRUNDFOS","SP30-33 Rp3 6\"3X380-415/50-30kW",{"v":9225,"d":"9,225"},"G1"]
["13A16933","Насос GRUNDFOS","SP30-33 Rp3 6\"3X380-415/50SD30kW",{"v":9720,"d":"9,720"},"G1"]
["13C01933","Насос GRUNDFOS","SP30-33N Rp3 6\"3X380-415/50-30kW",{"v":13794,"d":"13,794"},"G1"]
["13C16933","Насос GRUNDFOS","SP30-33N Rp3 6\"3X380-415/50SD30kW",{"v":14515,"d":"14,515"},"G1"]
["13A01934","Насос GRUNDFOS","SP30-34 Rp3 6\"3X380-415/50-30kW",{"v":9357,"d":"9,357"},"G1"]
["13A16934","Насос GRUNDFOS","SP30-34 Rp3 6\"3X380-415/50SD30kW",{"v":9857,"d":"9,857"},"G1"]
["13C01934","Насос GRUNDFOS","SP30-34N Rp3 6\"3X380-415/50-30kW",{"v":13990,"d":"13,990"},"G1"]
["13C16934","Насос GRUNDFOS","SP30-34N Rp3 6\"3X380-415/50SD30kW",{"v":14723,"d":"14,723"},"G1"]
["13A01935","Насос GRUNDFOS","SP30-35 Rp3 6\"3X380-415/50-30kW",{"v":9487,"d":"9,487"},"G1"]
["13A16935","Насос GRUNDFOS","SP30-35 Rp3 6\"3X380-415/50SD30kW",{"v":9995,"d":"9,995"},"G1"]
["13C01935","Насос GRUNDFOS","SP30-35N Rp3 6\"3X380-415/50-30kW",{"v":14187,"d":"14,187"},"G1"]
["13C16935","Насос GRUNDFOS","SP30-35N Rp3 6\"3X380-415/50SD30kW",{"v":14929,"d":"14,929"},"G1"]
["13C01903","Насос GRUNDFOS","SP30-3N Rp3 4\"3X380-415/50-3.0kW",{"v":2942,"d":"2,942"},"G1"]
["13A01904","Насос GRUNDFOS","SP30-4 Rp3 4\"3X380-415/50-4.0kW",{"v":2158,"d":"2,158"},"G1"]
["13C01904","Насос GRUNDFOS","SP30-4N Rp3 4\"3X380-415/50-4.0kW",{"v":3257,"d":"3,257"},"G1"]
["13A01905","Насос GRUNDFOS","SP30-5 Rp3 4\"3X380-415/50-5.5kW",{"v":2510,"d":"2,510"},"G1"]
["13AA1905","Насос GRUNDFOS","SP30-5 Rp3 6\"3X380-415/50-5.5kW",{"v":3214,"d":"3,214"},"G1"]
["13AB6905","Насос GRUNDFOS","SP30-5 Rp3 6\"3X380-415/50SD5.5kW",{"v":3468,"d":"3,468"},"G1"]
["13C01905","Насос GRUNDFOS","SP30-5N Rp3 4\"3X380-415/50-5.5kW",{"v":3814,"d":"3,814"},"G1"]
["13CA1905","Насос GRUNDFOS","SP30-5N Rp3 6\"3X380-415/50-5.5kW",{"v":4933,"d":"4,933"},"G1"]
["13CB6905","Насос GRUNDFOS","SP30-5N Rp3 6\"3X380-415/50SD5.5kW",{"v":5238,"d":"5,238"},"G1"]
["13A01906","Насос GRUNDFOS","SP30-6 Rp3 4\"3X380-415/50-5.5kW",{"v":2729,"d":"2,729"},"G1"]
["13AA1906","Насос GRUNDFOS","SP30-6 Rp3 6\"3X380-415/50-5.5kW",{"v":3439,"d":"3,439"},"G1"]
["13AB6906","Насос GRUNDFOS","SP30-6 Rp3 6\"3X380-415/50SD5.5kW",{"v":3708,"d":"3,708"},"G1"]
["13C01906","Насос GRUNDFOS","SP30-6N Rp3 4\"3X380-415/50-5.5kW",{"v":4148,"d":"4,148"},"G1"]
["13CA1906","Насос GRUNDFOS","SP30-6N Rp3 6\"3X380-415/50-5.5kW",{"v":5229,"d":"5,229"},"G1"]
["13CB6906","Насос GRUNDFOS","SP30-6N Rp3 6\"3X380-415/50SD5.5kW",{"v":5657,"d":"5,657"},"G1"]
["13AA1907","Насос GRUNDFOS","SP30-7 Rp3 4\"3X380-415/50-7.5kW",{"v":3377,"d":"3,377"},"G1"]
["13A01907","Насос GRUNDFOS","SP30-7 Rp3 6\"3X380-415/50-7.5kW",{"v":3561,"d":"3,561"},"G1"]
["13A16907","Насос GRUNDFOS","SP30-7 Rp3 6\"3X380-415/50SD7.5kW",{"v":3836,"d":"3,836"},"G1"]
["13CA1907","Насос GRUNDFOS","SP30-7N Rp3 4\"3X380-415/50-7.5kW",{"v":5090,"d":"5,090"},"G1"]
["13C01907","Насос GRUNDFOS","SP30-7N Rp3 6\"3X380-415/50-7.5kW",{"v":5415,"d":"5,415"},"G1"]
["13C16907","Насос GRUNDFOS","SP30-7N Rp3 6\"3X380-415/50SD7.5kW",{"v":5746,"d":"5,746"},"G1"]
["13AA1908","Насос GRUNDFOS","SP30-8 Rp3 4\"3X380-415/50-7.5kW",{"v":3520,"d":"3,520"},"G1"]
["13A01908","Насос GRUNDFOS","SP30-8 Rp3 6\"3X380-415/50-7.5kW",{"v":3708,"d":"3,708"},"G1"]
["13A16908","Насос GRUNDFOS","SP30-8 Rp3 6\"3X380-415/50SD7.5kW",{"v":3993,"d":"3,993"},"G1"]
["13CA1908","Насос GRUNDFOS","SP30-8N Rp3 4\"3X380-415/50-7.5kW",{"v":5307,"d":"5,307"},"G1"]
["13C01908","Насос GRUNDFOS","SP30-8N Rp3 6\"3X380-415/50-7.5kW",{"v":5639,"d":"5,639"},"G1"]
["13C16908","Насос GRUNDFOS","SP30-8N Rp3 6\"3X380-415/50SD7.5kW",{"v":5981,"d":"5,981"},"G1"]
["13A01909","Насос GRUNDFOS","SP30-9 Rp3 6\"3X380-415/50-9.2kW",{"v":4041,"d":"4,041"},"G1"]
["13A16909","Насос GRUNDFOS","SP30-9 Rp3 6\"3X380-415/50SD9.2kW",{"v":4346,"d":"4,346"},"G1"]
["13C01909","Насос GRUNDFOS","SP30-9N Rp3 6\"3X380-415/50-9.2kW",{"v":6150,"d":"6,150"},"G1"]
["13C16909","Насос GRUNDFOS","SP30-9N Rp3 6\"3X380-415/50SD9.2kW",{"v":6517,"d":"6,517"},"G1"]
["10002B06","Насос GRUNDFOS","SP3A- 6 0.37kW 1x220V 50Hz",939,"B2",1]
["10001K06","Насос GRUNDFOS","SP3A- 6 0.37kW 380-415V 50Hz",741,"B2"]
[10201906,"Насос GRUNDFOS","SP3A- 6N 0.75kW 3x380-415V 50Hz",{"v":1810,"d":"1,810"},"G2"]
[10221906,"Насос GRUNDFOS","SP3A- 6NE 0.75kW 3x380-415V 50Hz",{"v":2196,"d":"2,196"},"G2"]
["10002B09","Насос GRUNDFOS","SP3A- 9 0.55kW 1x220V 50Hz",{"v":1021,"d":"1,021"},"B2",1]
["10001K09","Насос GRUNDFOS","SP3A- 9 0.55kW 380-415V 50Hz",783,"B2"]
[10201909,"Насос GRUNDFOS","SP3A- 9N 0.75kW 3x380-415V 50Hz",{"v":1900,"d":"1,900"},"G2"]
[10221909,"Насос GRUNDFOS","SP3A- 9NE 0.75kW 3x380-415V 50Hz",{"v":2186,"d":"2,186"},"G2"]
["10002B12","Насос GRUNDFOS","SP3A-12 0.75kW 1x220V 50Hz",{"v":1085,"d":"1,085"},"B2",1]
["10001K12","Насос GRUNDFOS","SP3A-12 0.75kW 380-415V 50Hz",866,"B2"]
[10201912,"Насос GRUNDFOS","SP3A-12N 0.75kW 3x380-415V 50Hz",{"v":1915,"d":"1,915"},"G2"]
[10221912,"Насос GRUNDFOS","SP3A-12NE 0.75kW 3x380-415V 50Hz",{"v":2265,"d":"2,265"},"G2"]
["10002B15","Насос GRUNDFOS","SP3A-15 1.1kW 1x220V 50Hz",{"v":1237,"d":"1,237"},"B2",1]
["10001K15","Насос GRUNDFOS","SP3A-15 1.1kW 380-415V 50Hz",962,"B2"]
[10201915,"Насос GRUNDFOS","SP3A-15N 1.1kW 3x380-415V 50Hz",{"v":1989,"d":"1,989"},"G2"]
[10221915,"Насос GRUNDFOS","SP3A-15NE 1.1kW 3x380-415V 50Hz",{"v":2317,"d":"2,317"},"G2"]
["10002B18","Насос GRUNDFOS","SP3A-18 1.1kW 1x220V 50Hz",{"v":1275,"d":"1,275"},"B2",1]
["10001K18","Насос GRUNDFOS","SP3A-18 1.1kW 380-415V 50Hz",{"v":1000,"d":"1,000"},"B2"]
[10201918,"Насос GRUNDFOS","SP3A-18N 1.1kW 3x380-415V 50Hz",{"v":2042,"d":"2,042"},"G2"]
[10221918,"Насос GRUNDFOS","SP3A-18NE 1.1kW 3x380-415V 50Hz",{"v":2382,"d":"2,382"},"G2"]
["10002B22","Насос GRUNDFOS","SP3A-22 1.5kW 1x220V 50Hz",{"v":1461,"d":"1,461"},"B2",1]
["10001K22","Насос GRUNDFOS","SP3A-22 1.5kW 380-415V 50Hz",{"v":1113,"d":"1,113"},"B2"]
[10201922,"Насос GRUNDFOS","SP3A-22N 1.5kW 3x380-415V 50Hz",{"v":2117,"d":"2,117"},"G2"]
[10221922,"Насос GRUNDFOS","SP3A-22NE 1.5kW 3x380-415V 50Hz",{"v":2472,"d":"2,472"},"G2"]
["10002B25","Насос GRUNDFOS","SP3A-25 1.5kW 1x220V 50Hz",{"v":1499,"d":"1,499"},"B2",1]
["10001K25","Насос GRUNDFOS","SP3A-25 1.5kW 380-415V 50Hz",{"v":1153,"d":"1,153"},"B2"]
[10201925,"Насос GRUNDFOS","SP3A-25N 1.5kW 3x380-415V 50Hz",{"v":2169,"d":"2,169"},"G2"]
[10221925,"Насос GRUNDFOS","SP3A-25NE 1.5kW 3x380-415V 50Hz",{"v":2537,"d":"2,537"},"G2"]
["10002B29","Насос GRUNDFOS","SP3A-29 2.2kW 1x220V 50Hz",{"v":2104,"d":"2,104"},"B2",1]
["10001K29","Насос GRUNDFOS","SP3A-29 2.2KW 3x380-415V 50Hz",{"v":1309,"d":"1,309"},"B2"]
[10201929,"Насос GRUNDFOS","SP3A-29N 2.2kW 3x380-415V 50Hz",{"v":2274,"d":"2,274"},"G2"]
[10221929,"Насос GRUNDFOS","SP3A-29NE 2.2kW 3x380-415V 50Hz",{"v":2689,"d":"2,689"},"G2"]
["10002B33","Насос GRUNDFOS","SP3A-33 2.2kW 1x220V 50Hz",{"v":2207,"d":"2,207"},"B2",1]
["10001K33","Насос GRUNDFOS","SP3A-33 2.2KW 3x380-415V 50Hz",{"v":1412,"d":"1,412"},"B2"]
[10201933,"Насос GRUNDFOS","SP3A-33N 2.2kW 3x380-415V 50Hz",{"v":3357,"d":"3,357"},"G2"]
["10101K39","Насос GRUNDFOS","SP3A-39 3.0KW 3x380-415V 50Hz",{"v":2558,"d":"2,558"},"B2"]
[10201939,"Насос GRUNDFOS","SP3A-39N 3.0kW 3x380-415V 50Hz",{"v":3698,"d":"3,698"},"G2"]
["10101K45","Насос GRUNDFOS","SP3A-45 3.0KW 3x380-415V 50Hz",{"v":2742,"d":"2,742"},"B2"]
[10201945,"Насос GRUNDFOS","SP3A-45N 3.0kW 3x380-415V 50Hz",{"v":3961,"d":"3,961"},"G2"]
["10101K52","Насос GRUNDFOS","SP3A-52 4.0KW 3x380-415V 50Hz",{"v":3135,"d":"3,135"},"B2"]
[10201952,"Насос GRUNDFOS","SP3A-52N 4.0kW 3x380-415V 50Hz",{"v":4439,"d":"4,439"},"G2"]
["10101K60","Насос GRUNDFOS","SP3A-60 4.0kW 3x380-415V 50Hz",{"v":3408,"d":"3,408"},"B2"]
[10201960,"Насос GRUNDFOS","SP3A-60N 4.0kW 3x380-415V 50Hz",{"v":4737,"d":"4,737"},"G2"]
["15A219C1","Насос GRUNDFOS","SP46-1 B Rp3 4\"3X380-415/50-1.10kW",{"v":1416,"d":"1,416"},"G1"]
["15C219C1","Насос GRUNDFOS","SP46-1 BN Rp3 4\"3X380-415/50-1.10kW",{"v":2815,"d":"2,815"},"G1"]
["15A21901","Насос GRUNDFOS","SP46-1 Rp3 4\"3X380-415/50-2.2kW",{"v":1638,"d":"1,638"},"G1"]
["15A21910","Насос GRUNDFOS","SP46-10 Rp3 6\"3X380-415/50-15kW",{"v":5384,"d":"5,384"},"G1"]
["15A36910","Насос GRUNDFOS","SP46-10 Rp3 6\"3X380-415/50SD15kW",{"v":5713,"d":"5,713"},"G1"]
["15C21910","Насос GRUNDFOS","SP46-10N Rp3 6\"3X380-415/50-15kW",{"v":8165,"d":"8,165"},"G1"]
["15C36910","Насос GRUNDFOS","SP46-10N Rp3 6\"3X380-415/50SD15kW",{"v":8633,"d":"8,633"},"G1"]
["15A21911","Насос GRUNDFOS","SP46-11 Rp3 6\"3X380-415/50-18.5kW",{"v":5961,"d":"5,961"},"G1"]
["15A36911","Насос GRUNDFOS","SP46-11 Rp3 6\"3X380-415/50SD18.5kW",{"v":6319,"d":"6,319"},"G1"]
["15C21911","Насос GRUNDFOS","SP46-11N Rp3 6\"3X380-415/50-18.5kW",{"v":8999,"d":"8,999"},"G1"]
["15C36911","Насос GRUNDFOS","SP46-11N Rp3 6\"3X380-415/50SD18.5kW",{"v":9554,"d":"9,554"},"G1"]
["15A21912","Насос GRUNDFOS","SP46-12 Rp3 6\"3X380-415/50-18.5kW",{"v":6199,"d":"6,199"},"G1"]
["15A36912","Насос GRUNDFOS","SP46-12 Rp3 6\"3X380-415/50SD18.5kW",{"v":6570,"d":"6,570"},"G1"]
["15C21912","Насос GRUNDFOS","SP46-12N Rp3 6\"3X380-415/50-18.5kW",{"v":9360,"d":"9,360"},"G1"]
["15C36912","Насос GRUNDFOS","SP46-12N Rp3 6\"3X380-415/50SD18.5kW",{"v":9936,"d":"9,936"},"G1"]
["15A21913","Насос GRUNDFOS","SP46-13 Rp3 6\"3X380-415/50-22kW",{"v":6684,"d":"6,684"},"G1"]
["15A36913","Насос GRUNDFOS","SP46-13 Rp3 6\"3X380-415/50SD22kW",{"v":7078,"d":"7,078"},"G1"]
["15C21913","Насос GRUNDFOS","SP46-13N Rp3 6\"3X380-415/50-22kW",{"v":10094,"d":"10,094"},"G1"]
["15C36913","Насос GRUNDFOS","SP46-13N Rp3 6\"3X380-415/50SD22kW",{"v":10659,"d":"10,659"},"G1"]
["15A21914","Насос GRUNDFOS","SP46-14 Rp3 6\"3X380-415/50-22kW",{"v":6927,"d":"6,927"},"G1"]
["15A36914","Насос GRUNDFOS","SP46-14 Rp3 6\"3X380-415/50SD22kW",{"v":7332,"d":"7,332"},"G1"]
["15C21914","Насос GRUNDFOS","SP46-14N Rp3 6\"3X380-415/50-22kW",{"v":10461,"d":"10,461"},"G1"]
["15C36914","Насос GRUNDFOS","SP46-14N Rp3 6\"3X380-415/50SD22kW",{"v":11044,"d":"11,044"},"G1"]
["15A21915","Насос GRUNDFOS","SP46-15 Rp3 6\"3X380-415/50-22kW",{"v":7168,"d":"7,168"},"G1"]
["15A36915","Насос GRUNDFOS","SP46-15 Rp3 6\"3X380-415/50SD22kW",{"v":7586,"d":"7,586"},"G1"]
["15C21915","Насос GRUNDFOS","SP46-15N Rp3 6\"3X380-415/50-22kW",{"v":10828,"d":"10,828"},"G1"]
["15C36915","Насос GRUNDFOS","SP46-15N Rp3 6\"3X380-415/50SD22kW",{"v":11428,"d":"11,428"},"G1"]
["15A21916","Насос GRUNDFOS","SP46-16 Rp3 6\"3X380-415/50-26kW",{"v":7777,"d":"7,777"},"G1"]
["15A36916","Насос GRUNDFOS","SP46-16 Rp3 6\"3X380-415/50SD26kW",{"v":8226,"d":"8,226"},"G1"]
["15C21916","Насос GRUNDFOS","SP46-16N Rp3 6\"3X380-415/50-26kW",{"v":11633,"d":"11,633"},"G1"]
["15C36916","Насос GRUNDFOS","SP46-16N Rp3 6\"3X380-415/50SD26kW",{"v":12396,"d":"12,396"},"G1"]
["15A21917","Насос GRUNDFOS","SP46-17 Rp3 6\"3X380-415/50-26kW",{"v":8017,"d":"8,017"},"G1"]
["15A36917","Насос GRUNDFOS","SP46-17 Rp3 6\"3X380-415/50SD26kW",{"v":8478,"d":"8,478"},"G1"]
["15C21917","Насос GRUNDFOS","SP46-17N Rp3 6\"3X380-415/50-26kW",{"v":11993,"d":"11,993"},"G1"]
["15C36917","Насос GRUNDFOS","SP46-17N Rp3 6\"3X380-415/50SD26kW",{"v":12780,"d":"12,780"},"G1"]
["15A21918","Насос GRUNDFOS","SP46-18 Rp3 6\"3X380-415/50-30kW",{"v":8549,"d":"8,549"},"G1"]
["15A36918","Насос GRUNDFOS","SP46-18 Rp3 6\"3X380-415/50SD30kW",{"v":9126,"d":"9,126"},"G1"]
["15C21918","Насос GRUNDFOS","SP46-18N Rp3 6\"3X380-415/50-30kW",{"v":12779,"d":"12,779"},"G1"]
["15C36918","Насос GRUNDFOS","SP46-18N Rp3 6\"3X380-415/50SD30kW",{"v":13585,"d":"13,585"},"G1"]
["15A21919","Насос GRUNDFOS","SP46-19 Rp3 6\"3X380-415/50-30kW",{"v":8679,"d":"8,679"},"G1"]
["15A36919","Насос GRUNDFOS","SP46-19 Rp3 6\"3X380-415/50SD30kW",{"v":9147,"d":"9,147"},"G1"]
["15C21919","Насос GRUNDFOS","SP46-19N Rp3 6\"3X380-415/50-30kW",{"v":12974,"d":"12,974"},"G1"]
["15C36919","Насос GRUNDFOS","SP46-19N Rp3 6\"3X380-415/50SD30kW",{"v":13792,"d":"13,792"},"G1"]
["15A219D2","Насос GRUNDFOS","SP46-2 BB Rp3 4\"3X380-415/50-2.2kW",{"v":1638,"d":"1,638"},"G1"]
["15C219D2","Насос GRUNDFOS","SP46-2 BBN Rp3 4\"3X380-415/50-2.2kW",{"v":2939,"d":"2,939"},"G1"]
["15A21902","Насос GRUNDFOS","SP46-2 Rp3 4\"3X380-415/50-3.0kW",{"v":1985,"d":"1,985"},"G1"]
["15A21920","Насос GRUNDFOS","SP46-20 Rp3 6\"3X380-415/50-30kW",{"v":8855,"d":"8,855"},"G1"]
["15A36920","Насос GRUNDFOS","SP46-20 Rp3 6\"3X380-415/50SD30kW",{"v":9331,"d":"9,331"},"G1"]
["15C21920","Насос GRUNDFOS","SP46-20N Rp3 6\"3X380-415/50-30kW",{"v":13238,"d":"13,238"},"G1"]
["15C36920","Насос GRUNDFOS","SP46-20N Rp3 6\"3X380-415/50SD30kW",{"v":13932,"d":"13,932"},"G1"]
["15C21902","Насос GRUNDFOS","SP46-2N Rp3 4\"3X380-415/50-3.0kW",{"v":3084,"d":"3,084"},"G1"]
["15A219F3","Насос GRUNDFOS","SP46-3 C Rp3 4\"3X380-415/50-4.0kW",{"v":2334,"d":"2,334"},"G1"]
["15C219F3","Насос GRUNDFOS","SP46-3 CN Rp3 4\"3X380-415/50-4.0kW",{"v":3531,"d":"3,531"},"G1"]
["15A21903","Насос GRUNDFOS","SP46-3 Rp3 4\"3X380-415/50-5.5kW",{"v":2494,"d":"2,494"},"G1"]
["15AD6903","Насос GRUNDFOS","SP46-3 Rp3 6\"3X380-415/50SD5.5kW",{"v":3486,"d":"3,486"},"G1"]
["15C21903","Насос GRUNDFOS","SP46-3N Rp3 4\"3X380-415/50-5.5kW",{"v":3789,"d":"3,789"},"G1"]
["15A219F4","Насос GRUNDFOS","SP46-4 C Rp3 4\"3X380-415/50-5.5kW",{"v":2606,"d":"2,606"},"G1"]
["15AC19F4","Насос GRUNDFOS","SP46-4 C Rp3 6\"3X380-415/50-5.5kW",{"v":3320,"d":"3,320"},"G1"]
["15AD69F4","Насос GRUNDFOS","SP46-4 C Rp3 6\"3X380-415/50SD5.5kW",{"v":3582,"d":"3,582"},"G1"]
["15C219F4","Насос GRUNDFOS","SP46-4 CN Rp3 4\"3X380-415/50-5.5kW",{"v":3987,"d":"3,987"},"G1"]
["15CC19F4","Насос GRUNDFOS","SP46-4 CN Rp3 6\"3X380-415/50-5.5kW",{"v":5018,"d":"5,018"},"G1"]
["15CD69F4","Насос GRUNDFOS","SP46-4 CN Rp3 6\"3X380-415/50SD5.5kW",{"v":5496,"d":"5,496"},"G1"]
["15AC1904","Насос GRUNDFOS","SP46-4 Rp3 4\"3X380-415/50-7.5kW",{"v":3219,"d":"3,219"},"G1"]
["15A21904","Насос GRUNDFOS","SP46-4 Rp3 6\"3X380-415/50-7.5kW",{"v":3397,"d":"3,397"},"G1"]
["15A36904","Насос GRUNDFOS","SP46-4 Rp3 6\"3X380-415/50SD7.5kW",{"v":3663,"d":"3,663"},"G1"]
["15CC1904","Насос GRUNDFOS","SP46-4N Rp3 4\"3X380-415/50-7.5kW",{"v":4877,"d":"4,877"},"G1"]
["15C21904","Насос GRUNDFOS","SP46-4N Rp3 6\"3X380-415/50-7.5kW",{"v":5309,"d":"5,309"},"G1"]
["15C36904","Насос GRUNDFOS","SP46-4N Rp3 6\"3X380-415/50SD7.5kW",{"v":5537,"d":"5,537"},"G1"]
["15AC1905","Насос GRUNDFOS","SP46-5 Rp3 4\"3X380-415/50-7.5kW",{"v":3457,"d":"3,457"},"G1"]
["15A21905","Насос GRUNDFOS","SP46-5 Rp3 6\"3X380-415/50-7.5kW",{"v":3641,"d":"3,641"},"G1"]
["15A36905","Насос GRUNDFOS","SP46-5 Rp3 6\"3X380-415/50SD7.5kW",{"v":3922,"d":"3,922"},"G1"]
["15CC1905","Насос GRUNDFOS","SP46-5N Rp3 4\"3X380-415/50-7.5kW",{"v":5215,"d":"5,215"},"G1"]
["15C21905","Насос GRUNDFOS","SP46-5N Rp3 6\"3X380-415/50-7.5kW",{"v":5667,"d":"5,667"},"G1"]
["15C36905","Насос GRUNDFOS","SP46-5N Rp3 6\"3X380-415/50SD7.5kW",{"v":5933,"d":"5,933"},"G1"]
["15A21906","Насос GRUNDFOS","SP46-6 Rp3 6\"3X380-415/50-9.2kW",{"v":4069,"d":"4,069"},"G1"]
["15A36906","Насос GRUNDFOS","SP46-6 Rp3 6\"3X380-415/50SD9.2kW",{"v":4375,"d":"4,375"},"G1"]
["15C21906","Насос GRUNDFOS","SP46-6N Rp3 6\"3X380-415/50-9.2kW",{"v":6253,"d":"6,253"},"G1"]
["15C36906","Насос GRUNDFOS","SP46-6N Rp3 6\"3X380-415/50SD9.2kW",{"v":6564,"d":"6,564"},"G1"]
["15A21907","Насос GRUNDFOS","SP46-7 Rp3 6\"3X380-415/50-11kW",{"v":4367,"d":"4,367"},"G1"]
["15A36907","Насос GRUNDFOS","SP46-7 Rp3 6\"3X380-415/50SD11kW",{"v":4691,"d":"4,691"},"G1"]
["15C21907","Насос GRUNDFOS","SP46-7N Rp3 6\"3X380-415/50-11kW",{"v":6649,"d":"6,649"},"G1"]
["15C36907","Насос GRUNDFOS","SP46-7N Rp3 6\"3X380-415/50SD11kW",{"v":7040,"d":"7,040"},"G1"]
["15A219F8","Насос GRUNDFOS","SP46-8 C Rp3 6\"3X380-415/50-11kW",{"v":4522,"d":"4,522"},"G1"]
["15A369F8","Насос GRUNDFOS","SP46-8 C Rp3 6\"3X380-415/50SD11kW",{"v":4829,"d":"4,829"},"G1"]
["15C219F8","Насос GRUNDFOS","SP46-8 CN Rp3 6\"3X380-415/50-11kW",{"v":6880,"d":"6,880"},"G1"]
["15C369F8","Насос GRUNDFOS","SP46-8 CN Rp3 6\"3X380-415/50SD11kW",{"v":7413,"d":"7,413"},"G1"]
["15A21908","Насос GRUNDFOS","SP46-8 Rp3 6\"3X380-415/50-13kW",{"v":4698,"d":"4,698"},"G1"]
["15A36908","Насос GRUNDFOS","SP46-8 Rp3 6\"3X380-415/50SD13kW",{"v":5042,"d":"5,042"},"G1"]
["15C21908","Насос GRUNDFOS","SP46-8N Rp3 6\"3X380-415/50-13kW",{"v":7084,"d":"7,084"},"G1"]
["15C36908","Насос GRUNDFOS","SP46-8N Rp3 6\"3X380-415/50SD13kW",{"v":7572,"d":"7,572"},"G1"]
["15A219F9","Насос GRUNDFOS","SP46-9 C Rp3 6\"3X380-415/50-13kW",{"v":4913,"d":"4,913"},"G1"]
["15A369F9","Насос GRUNDFOS","SP46-9 C Rp3 6\"3X380-415/50SD13kW",{"v":5236,"d":"5,236"},"G1"]
["15C219F9","Насос GRUNDFOS","SP46-9 CN Rp3 6\"3X380-415/50-13kW",{"v":7398,"d":"7,398"},"G1"]
["15C369F9","Насос GRUNDFOS","SP46-9 CN Rp3 6\"3X380-415/50SD13kW",{"v":7886,"d":"7,886"},"G1"]
["15A21909","Насос GRUNDFOS","SP46-9 Rp3 6\"3X380-415/50-15kW",{"v":5144,"d":"5,144"},"G1"]
["15A36909","Насос GRUNDFOS","SP46-9 Rp3 6\"3X380-415/50SD15kW",{"v":5461,"d":"5,461"},"G1"]
["15C21909","Насос GRUNDFOS","SP46-9N Rp3 6\"3X380-415/50-15kW",{"v":7760,"d":"7,760"},"G1"]
["15C36909","Насос GRUNDFOS","SP46-9N Rp3 6\"3X380-415/50SD15kW",{"v":8207,"d":"8,207"},"G1"]
["05002B04","Насос GRUNDFOS","SP5A- 4 0.37kW 1x220V 50Hz",931,"B2",1]
["05001K04","Насос GRUNDFOS","SP5A- 4 0.37kW 380-415V 50Hz",747,"B2"]
[5201904,"Насос GRUNDFOS","SP5A- 4N 0.75kW 3x380-415V 50Hz",{"v":1798,"d":"1,798"},"G2"]
[5221904,"Насос GRUNDFOS","SP5A- 4NE 0.75kW 3x380-415V 50Hz",{"v":2059,"d":"2,059"},"G2"]
["05002B06","Насос GRUNDFOS","SP5A- 6 0.55kW 1x220V 50Hz",978,"B2",1]
["05001K06","Насос GRUNDFOS","SP5A- 6 0.55kW 380-415V 50Hz",778,"B2"]
[5201906,"Насос GRUNDFOS","SP5A- 6N 0.75kW 3x380-415V 50Hz",{"v":1833,"d":"1,833"},"G2"]
[5221906,"Насос GRUNDFOS","SP5A- 6NE 0.75kW3x380-415V 50Hz",{"v":2125,"d":"2,125"},"G2"]
["05002B08","Насос GRUNDFOS","SP5A- 8 0.75kW 1x220V 50Hz",{"v":1051,"d":"1,051"},"B2",1]
["05001K08","Насос GRUNDFOS","SP5A- 8 0.75kW 380-415V 50Hz",850,"B2"]
[5201908,"Насос GRUNDFOS","SP5A- 8N 0.75kW 3x380-415V 50Hz",{"v":1869,"d":"1,869"},"G2"]
[5221908,"Насос GRUNDFOS","SP5A- 8NE 0.75kW 3x380-415V 50Hz",{"v":2168,"d":"2,168"},"G2"]
["05002B12","Насос GRUNDFOS","SP5A-12 1.1kW 1x220V 50Hz",{"v":1216,"d":"1,216"},"B2",1]
["05001K12","Насос GRUNDFOS","SP5A-12 1.1kW 380-415V 50Hz",960,"B2"]
[5201912,"Насос GRUNDFOS","SP5A-12N 1.1kW 3x380-415V 50Hz",{"v":1959,"d":"1,959"},"G2"]
[5221912,"Насос GRUNDFOS","SP5A-12NE 1.1kW 3x380-415V 50Hz",{"v":2280,"d":"2,280"},"G2"]
["05002B17","Насос GRUNDFOS","SP5A-17 1.5kW 1x220V 50Hz",{"v":1413,"d":"1,413"},"B2",1]
["05001K17","Насос GRUNDFOS","SP5A-17 1.5kW 380-415V 50Hz",{"v":1088,"d":"1,088"},"B2"]
[5201917,"Насос GRUNDFOS","SP5A-17N 1.5kW 3x380-415V 50Hz",{"v":2050,"d":"2,050"},"G2"]
[5221917,"Насос GRUNDFOS","SP5A-17NE 1.5kW 3x380-415V 50Hz",{"v":2392,"d":"2,392"},"G2"]
["05002B21","Насос GRUNDFOS","SP5A-21 2.2kW 1x220V 50Hz",{"v":2021,"d":"2,021"},"B2",1]
["05001K21","Насос GRUNDFOS","SP5A-21 2.2KW 3x380-415V 50Hz",{"v":1223,"d":"1,223"},"B2"]
[5201921,"Насос GRUNDFOS","SP5A-21N 2.2kW 3x380-415V 50Hz",{"v":2156,"d":"2,156"},"G2"]
[5221921,"Насос GRUNDFOS","SP5A-21NE 2.2kW 3x380-415V 50Hz",{"v":2521,"d":"2,521"},"G2"]
["05002B25","Насос GRUNDFOS","SP5A-25 2.2kW 1x220V 50Hz",{"v":2071,"d":"2,071"},"B2",1]
["05001K25","Насос GRUNDFOS","SP5A-25 2.2KW 3x380-415V 50Hz",{"v":1275,"d":"1,275"},"B2"]
[5201925,"Насос GRUNDFOS","SP5A-25N 2.2kW 3x380-415V 50Hz",{"v":2227,"d":"2,227"},"G2"]
[5221925,"Насос GRUNDFOS","SP5A-25NE 2.2kW 3x380-415V 50Hz",{"v":2608,"d":"2,608"},"G2"]
["05001K33","Насос GRUNDFOS","SP5A-33 3.0KW 3x380-415V 50Hz",{"v":1721,"d":"1,721"},"B2"]
[5201933,"Насос GRUNDFOS","SP5A-33N 3.0kW 3x380-415V 50Hz",{"v":2444,"d":"2,444"},"G2"]
[5221933,"Насос GRUNDFOS","SP5A-33NE 3.0kW 3x380-415V  50Hz",{"v":2842,"d":"2,842"},"G2"]
["05101K38","Насос GRUNDFOS","SP5A-38 4.0KW 3x380-415V 50Hz",{"v":3093,"d":"3,093"},"B2"]
[5201938,"Насос GRUNDFOS","SP5A-38N 4.0kW 3x380-415V 50Hz",{"v":4378,"d":"4,378"},"G2"]
["05101K44","Насос GRUNDFOS","SP5A-44 4.0KW 3x380-415V 50Hz",{"v":3342,"d":"3,342"},"B2"]
[5201944,"Насос GRUNDFOS","SP5A-44N 4.0kW 3x380-415V 50Hz",{"v":4730,"d":"4,730"},"G2"]
["05171K52","Насос GRUNDFOS","SP5A-52 5,5KW 3X380-415V 50Hz",{"v":4094,"d":"4,094"},"B2"]
[5261952,"Насос GRUNDFOS","SP5A-52N 5,5kW 3X380V 50Hz",{"v":5818,"d":"5,818"},"G2"]
["05171K60","Насос GRUNDFOS","SP5A-60 5,5KW 3X380-415V 50Hz",{"v":4420,"d":"4,420"},"B2"]
[5261960,"Насос GRUNDFOS","SP5A-60N 5.5kW 3x380-415V 50Hz",{"v":6287,"d":"6,287"},"G2"]
[5301975,"Насос GRUNDFOS","SP5A-75 7,5KW380-415V50HZ /1",{"v":8488,"d":"8,488"},"B2"]
[5301985,"Насос GRUNDFOS","SP5A-85 7,5KW380-415V50HZ /1",{"v":9211,"d":"9,211"},"B2"]
["14A019A1","Насос GRUNDFOS","SP60-1 A Rp4 4\"3X380-415/50-1.5kW",{"v":1872,"d":"1,872"},"G1"]
["14C019A1","Насос GRUNDFOS","SP60-1 AN Rp4 4\"3X380-415/50-1.5kW",{"v":3420,"d":"3,420"},"G1"]
["14A01901","Насос GRUNDFOS","SP60-1 Rp4 4\"3X380-415/50-2.2kW",{"v":2024,"d":"2,024"},"G1"]
["14A01910","Насос GRUNDFOS","SP60-10 Rp4 6\"3X380-415/50-18.5kW",{"v":5867,"d":"5,867"},"G1"]
["14A16910","Насос GRUNDFOS","SP60-10 Rp4 6\"3X380-415/50SD18.5kW",{"v":6260,"d":"6,260"},"G1"]
["14C01910","Насос GRUNDFOS","SP60-10N Rp4 6\"3X380-415/50-18.5kW",{"v":8847,"d":"8,847"},"G1"]
["14C16910","Насос GRUNDFOS","SP60-10N Rp4 6\"3X380-415/50SD18.5kW",{"v":9507,"d":"9,507"},"G1"]
["14A01911","Насос GRUNDFOS","SP60-11 Rp4 6\"3X380-415/50-22kW",{"v":6304,"d":"6,304"},"G1"]
["14A16911","Насос GRUNDFOS","SP60-11 Rp4 6\"3X380-415/50SD22kW",{"v":6718,"d":"6,718"},"G1"]
["14C01911","Насос GRUNDFOS","SP60-11N Rp4 6\"3X380-415/50-22kW",{"v":9547,"d":"9,547"},"G1"]
["14C16911","Насос GRUNDFOS","SP60-11N Rp4 6\"3X380-415/50SD22kW",{"v":10200,"d":"10,200"},"G1"]
["14A01912","Насос GRUNDFOS","SP60-12 Rp4 6\"3X380-415/50-22kW",{"v":6585,"d":"6,585"},"G1"]
["14A16912","Насос GRUNDFOS","SP60-12 Rp4 6\"3X380-415/50SD22kW",{"v":7012,"d":"7,012"},"G1"]
["14C01912","Насос GRUNDFOS","SP60-12N Rp4 6\"3X380-415/50-22kW",{"v":9967,"d":"9,967"},"G1"]
["14C16912","Насос GRUNDFOS","SP60-12N Rp4 6\"3X380-415/50SD22kW",{"v":10646,"d":"10,646"},"G1"]
["14A01913","Насос GRUNDFOS","SP60-13 Rp4 6\"3X380-415/50-26kW",{"v":7155,"d":"7,155"},"G1"]
["14A16913","Насос GRUNDFOS","SP60-13 Rp4 6\"3X380-415/50SD26kW",{"v":7614,"d":"7,614"},"G1"]
["14C01913","Насос GRUNDFOS","SP60-13N Rp4 6\"3X380-415/50-26kW",{"v":10822,"d":"10,822"},"G1"]
["14C16913","Насос GRUNDFOS","SP60-13N Rp4 6\"3X380-415/50SD26kW",{"v":11554,"d":"11,554"},"G1"]
["14A01914","Насос GRUNDFOS","SP60-14 Rp4 6\"3X380-415/50-26kW",{"v":7361,"d":"7,361"},"G1"]
["14A16914","Насос GRUNDFOS","SP60-14 Rp4 6\"3X380-415/50SD26kW",{"v":7828,"d":"7,828"},"G1"]
["14C01914","Насос GRUNDFOS","SP60-14N Rp4 6\"3X380-415/50-26kW",{"v":11129,"d":"11,129"},"G1"]
["14C16914","Насос GRUNDFOS","SP60-14N Rp4 6\"3X380-415/50SD26kW",{"v":11881,"d":"11,881"},"G1"]
["14A01915","Насос GRUNDFOS","SP60-15 Rp4 6\"3X380-415/50-26kW",{"v":7566,"d":"7,566"},"G1"]
["14A16915","Насос GRUNDFOS","SP60-15 Rp4 6\"3X380-415/50SD26kW",{"v":8045,"d":"8,045"},"G1"]
["14C01915","Насос GRUNDFOS","SP60-15N Rp4 6\"3X380-415/50-26kW",{"v":11437,"d":"11,437"},"G1"]
["14C16915","Насос GRUNDFOS","SP60-15N Rp4 6\"3X380-415/50SD26kW",{"v":12208,"d":"12,208"},"G1"]
["14A01916","Насос GRUNDFOS","SP60-16 Rp4 6\"3X380-415/50-30kW",{"v":8076,"d":"8,076"},"G1"]
["14A16916","Насос GRUNDFOS","SP60-16 Rp4 6\"3X380-415/50SD30kW",{"v":8537,"d":"8,537"},"G1"]
["14C01916","Насос GRUNDFOS","SP60-16N Rp4 6\"3X380-415/50-30kW",{"v":12143,"d":"12,143"},"G1"]
["14C16916","Насос GRUNDFOS","SP60-16N Rp4 6\"3X380-415/50SD30kW",{"v":12957,"d":"12,957"},"G1"]
["14A01917","Насос GRUNDFOS","SP60-17 Rp4 6\"3X380-415/50-30kW",{"v":8182,"d":"8,182"},"G1"]
["14A16917","Насос GRUNDFOS","SP60-17 Rp4 6\"3X380-415/50SD30kW",{"v":8647,"d":"8,647"},"G1"]
["14C01917","Насос GRUNDFOS","SP60-17N Rp4 6\"3X380-415/50-30kW",{"v":12302,"d":"12,302"},"G1"]
["14C16917","Насос GRUNDFOS","SP60-17N Rp4 6\"3X380-415/50SD30kW",{"v":13125,"d":"13,125"},"G1"]
["14A019C2","Насос GRUNDFOS","SP60-2 B Rp4 4\"3X380-415/50-3.0kW",{"v":2410,"d":"2,410"},"G1"]
["14C019C2","Насос GRUNDFOS","SP60-2 BN Rp4 4\"3X380-415/50-3.0kW",{"v":3739,"d":"3,739"},"G1"]
["14A01902","Насос GRUNDFOS","SP60-2 Rp4 4\"3X380-415/50-4.0kW",{"v":2574,"d":"2,574"},"G1"]
["14C01902","Насос GRUNDFOS","SP60-2N Rp4 4\"3X380-415/50-4.0kW",{"v":3986,"d":"3,986"},"G1"]
["14A01903","Насос GRUNDFOS","SP60-3 Rp4 4\"3X380-415/50-5.5kW",{"v":2968,"d":"2,968"},"G1"]
["14AB6903","Насос GRUNDFOS","SP60-3 Rp4 6\"3X380-415/50SD5.5kW",{"v":3972,"d":"3,972"},"G1"]
["14C01903","Насос GRUNDFOS","SP60-3N Rp4 4\"3X380-415/50-5.5kW",{"v":4480,"d":"4,480"},"G1"]
["14CB6903","Насос GRUNDFOS","SP60-3N Rp4 6\"3X380-415/50SD5.5kW",{"v":6042,"d":"6,042"},"G1"]
["14A01904","Насос GRUNDFOS","SP60-4 Rp4 4\"3X380-415/50-7.5kW",{"v":3632,"d":"3,632"},"G1"]
["14AA1904","Насос GRUNDFOS","SP60-4 Rp4 6\"3X380-415/50-7.5kW",{"v":3826,"d":"3,826"},"G1"]
["14AB6904","Насос GRUNDFOS","SP60-4 Rp4 6\"3X380-415/50SD7.5kW",{"v":4119,"d":"4,119"},"G1"]
["14C01904","Насос GRUNDFOS","SP60-4N Rp4 4\"3X380-415/50-7.5kW",{"v":5464,"d":"5,464"},"G1"]
["14CA1904","Насос GRUNDFOS","SP60-4N Rp4 6\"3X380-415/50-7.5kW",{"v":5790,"d":"5,790"},"G1"]
["14CB6904","Насос GRUNDFOS","SP60-4N Rp4 6\"3X380-415/50SD7.5kW",{"v":6261,"d":"6,261"},"G1"]
["14A01905","Насос GRUNDFOS","SP60-5 Rp4 6\"3X380-415/50-9.2kW",{"v":4217,"d":"4,217"},"G1"]
["14A16905","Насос GRUNDFOS","SP60-5 Rp4 6\"3X380-415/50SD9.2kW",{"v":4528,"d":"4,528"},"G1"]
["14C01905","Насос GRUNDFOS","SP60-5N Rp4 6\"3X380-415/50-9.2kW",{"v":6377,"d":"6,377"},"G1"]
["14C16905","Насос GRUNDFOS","SP60-5N Rp4 6\"3X380-415/50SD9.2kW",{"v":6884,"d":"6,884"},"G1"]
["14A01906","Насос GRUNDFOS","SP60-6 Rp4 6\"3X380-415/50-11kW",{"v":4481,"d":"4,481"},"G1"]
["14A16906","Насос GRUNDFOS","SP60-6 Rp4 6\"3X380-415/50SD11kW",{"v":4804,"d":"4,804"},"G1"]
["14C01906","Насос GRUNDFOS","SP60-6N Rp4 6\"3X380-415/50-11kW",{"v":6773,"d":"6,773"},"G1"]
["14C16906","Насос GRUNDFOS","SP60-6N Rp4 6\"3X380-415/50SD11kW",{"v":7302,"d":"7,302"},"G1"]
["14A01907","Насос GRUNDFOS","SP60-7 Rp4 6\"3X380-415/50-13kW",{"v":4804,"d":"4,804"},"G1"]
["14A16907","Насос GRUNDFOS","SP60-7 Rp4 6\"3X380-415/50SD13kW",{"v":5143,"d":"5,143"},"G1"]
["14C01907","Насос GRUNDFOS","SP60-7N Rp4 6\"3X380-415/50-13kW",{"v":7253,"d":"7,253"},"G1"]
["14C16907","Насос GRUNDFOS","SP60-7N Rp4 6\"3X380-415/50SD13kW",{"v":7812,"d":"7,812"},"G1"]
["14A019C8","Насос GRUNDFOS","SP60-8 B Rp4 6\"3X380-415/50-13kW",{"v":4939,"d":"4,939"},"G1"]
["14A169C8","Насос GRUNDFOS","SP60-8 B Rp4 6\"3X380-415/50SD13kW",{"v":5285,"d":"5,285"},"G1"]
["14C019C8","Насос GRUNDFOS","SP60-8 BN Rp4 6\"3X380-415/50-13kW",{"v":7457,"d":"7,457"},"G1"]
["14C169C8","Насос GRUNDFOS","SP60-8 BN Rp4 6\"3X380-415/50SD13kW",{"v":8027,"d":"8,027"},"G1"]
["14A01908","Насос GRUNDFOS","SP60-8 Rp4 6\"3X380-415/50-15kW",{"v":5128,"d":"5,128"},"G1"]
["14A16908","Насос GRUNDFOS","SP60-8 Rp4 6\"3X380-415/50SD15kW",{"v":5484,"d":"5,484"},"G1"]
["14C01908","Насос GRUNDFOS","SP60-8N Rp4 6\"3X380-415/50-15kW",{"v":7840,"d":"7,840"},"G1"]
["14C16908","Насос GRUNDFOS","SP60-8N Rp4 6\"3X380-415/50SD15kW",{"v":8333,"d":"8,333"},"G1"]
["14A019C9","Насос GRUNDFOS","SP60-9 B Rp4 6\"3X380-415/50-15kW",{"v":5262,"d":"5,262"},"G1"]
["14A169C9","Насос GRUNDFOS","SP60-9 B Rp4 6\"3X380-415/50SD15kW",{"v":5624,"d":"5,624"},"G1"]
["14C019C9","Насос GRUNDFOS","SP60-9 BN Rp4 6\"3X380-415/50-15kW",{"v":8041,"d":"8,041"},"G1"]
["14C169C9","Насос GRUNDFOS","SP60-9 BN Rp4 6\"3X380-415/50SD15kW",{"v":8544,"d":"8,544"},"G1"]
["14A01909","Насос GRUNDFOS","SP60-9 Rp4 6\"3X380-415/50-18.5kW",{"v":5668,"d":"5,668"},"G1"]
["14A16909","Насос GRUNDFOS","SP60-9 Rp4 6\"3X380-415/50SD18.5kW",{"v":6049,"d":"6,049"},"G1"]
["14C01909","Насос GRUNDFOS","SP60-9N Rp4 6\"3X380-415/50-18.5kW",{"v":8548,"d":"8,548"},"G1"]
["14C16909","Насос GRUNDFOS","SP60-9N Rp4 6\"3X380-415/50SD18.5kW",{"v":9191,"d":"9,191"},"G1"]
["16A01901","Насос GRUNDFOS","SP77-1 Rp5 6\"3X380-415/50-5.5kW",{"v":4099,"d":"4,099"},"G1"]
["16A16901","Насос GRUNDFOS","SP77-1 Rp5 6\"3X380-415/50SD5.5kW",{"v":4408,"d":"4,408"},"G1"]
["16C01901","Насос GRUNDFOS","SP77-1N Rp5 6\"3X380-415/50-5.5kW",{"v":6240,"d":"6,240"},"G1"]
["16C16901","Насос GRUNDFOS","SP77-1N Rp5 6\"3X380-415/50SD5.5kW",{"v":6611,"d":"6,611"},"G1"]
["16A019C2","Насос GRUNDFOS","SP77-2 B Rp5 6\"3X380-415/50-5.5kW",{"v":4355,"d":"4,355"},"G1"]
["16A169C2","Насос GRUNDFOS","SP77-2 B Rp5 6\"3X380-415/50SD5.5kW",{"v":4679,"d":"4,679"},"G1"]
["16C019C2","Насос GRUNDFOS","SP77-2 BN Rp5 6\"3X380-415/50-5.5kW",{"v":6631,"d":"6,631"},"G1"]
["16C169C2","Насос GRUNDFOS","SP77-2 BN Rp5 6\"3X380-415/50SD5.5kW",{"v":7021,"d":"7,021"},"G1"]
["16A01902","Насос GRUNDFOS","SP77-2 Rp5 6\"3X380-415/50-7.5kW",{"v":4508,"d":"4,508"},"G1"]
["16A16902","Насос GRUNDFOS","SP77-2 Rp5 6\"3X380-415/50SD7.5kW",{"v":4842,"d":"4,842"},"G1"]
["16C01902","Насос GRUNDFOS","SP77-2N Rp5 6\"3X380-415/50-7.5kW",{"v":6864,"d":"6,864"},"G1"]
["16C16902","Насос GRUNDFOS","SP77-2N Rp5 6\"3X380-415/50SD7.5kW",{"v":7268,"d":"7,268"},"G1"]
["16A019C3","Насос GRUNDFOS","SP77-3 B Rp5 6\"3X380-415/50-9.2kW",{"v":5014,"d":"5,014"},"G1"]
["16A169C3","Насос GRUNDFOS","SP77-3 B Rp5 6\"3X380-415/50SD9.2kW",{"v":5325,"d":"5,325"},"G1"]
["16C019C3","Насос GRUNDFOS","SP77-3 BN Rp5 6\"3X380-415/50-9.2kW",{"v":7563,"d":"7,563"},"G1"]
["16C169C3","Насос GRUNDFOS","SP77-3 BN Rp5 6\"3X380-415/50SD9.2kW",{"v":8079,"d":"8,079"},"G1"]
["16A01903","Насос GRUNDFOS","SP77-3 Rp5 6\"3X380-415/50-11kW",{"v":5203,"d":"5,203"},"G1"]
["16A16903","Насос GRUNDFOS","SP77-3 Rp5 6\"3X380-415/50SD11kW",{"v":5523,"d":"5,523"},"G1"]
["16C01903","Насос GRUNDFOS","SP77-3N Rp5 6\"3X380-415/50-11kW",{"v":7850,"d":"7,850"},"G1"]
["16C16903","Насос GRUNDFOS","SP77-3N Rp5 6\"3X380-415/50SD11kW",{"v":8385,"d":"8,385"},"G1"]
["16A019C4","Насос GRUNDFOS","SP77-4 B Rp5 6\"3X380-415/50-13kW",{"v":5555,"d":"5,555"},"G1"]
["16A169C4","Насос GRUNDFOS","SP77-4 B Rp5 6\"3X380-415/50SD13kW",{"v":5893,"d":"5,893"},"G1"]
["16C019C4","Насос GRUNDFOS","SP77-4 BN Rp5 6\"3X380-415/50-13kW",{"v":8382,"d":"8,382"},"G1"]
["16C169C4","Насос GRUNDFOS","SP77-4 BN Rp5 6\"3X380-415/50SD13kW",{"v":8861,"d":"8,861"},"G1"]
["16A01904","Насос GRUNDFOS","SP77-4 Rp5 6\"3X380-415/50-15kW",{"v":5804,"d":"5,804"},"G1"]
["16A16904","Насос GRUNDFOS","SP77-4 Rp5 6\"3X380-415/50SD15kW",{"v":6154,"d":"6,154"},"G1"]
["16C01904","Насос GRUNDFOS","SP77-4N Rp5 6\"3X380-415/50-15kW",{"v":8762,"d":"8,762"},"G1"]
["16C16904","Насос GRUNDFOS","SP77-4N Rp5 6\"3X380-415/50SD15kW",{"v":9259,"d":"9,259"},"G1"]
["16A01905","Насос GRUNDFOS","SP77-5 Rp5 6\"3X380-415/50-18.5kW",{"v":6339,"d":"6,339"},"G1"]
["16A16905","Насос GRUNDFOS","SP77-5 Rp5 6\"3X380-415/50SD18.5kW",{"v":6715,"d":"6,715"},"G1"]
["16C01905","Насос GRUNDFOS","SP77-5N Rp5 6\"3X380-415/50-18.5kW",{"v":9570,"d":"9,570"},"G1"]
["16C16905","Насос GRUNDFOS","SP77-5N Rp5 6\"3X380-415/50SD18.5kW",{"v":10108,"d":"10,108"},"G1"]
["16A01906","Насос GRUNDFOS","SP77-6 Rp5 6\"3X380-415/50-22kW",{"v":6867,"d":"6,867"},"G1"]
["16A16906","Насос GRUNDFOS","SP77-6 Rp5 6\"3X380-415/50SD22kW",{"v":7269,"d":"7,269"},"G1"]
["16C01906","Насос GRUNDFOS","SP77-6N Rp5 6\"3X380-415/50-22kW",{"v":10371,"d":"10,371"},"G1"]
["16C16906","Насос GRUNDFOS","SP77-6N Rp5 6\"3X380-415/50SD22kW",{"v":10948,"d":"10,948"},"G1"]
["16A01907","Насос GRUNDFOS","SP77-7 Rp5 6\"3X380-415/50-26kW",{"v":7595,"d":"7,595"},"G1"]
["16A16907","Насос GRUNDFOS","SP77-7 Rp5 6\"3X380-415/50SD26kW",{"v":8034,"d":"8,034"},"G1"]
["16C01907","Насос GRUNDFOS","SP77-7N Rp5 6\"3X380-415/50-26kW",{"v":11360,"d":"11,360"},"G1"]
["16C16907","Насос GRUNDFOS","SP77-7N Rp5 6\"3X380-415/50SD26kW",{"v":12107,"d":"12,107"},"G1"]
["16A019C8","Насос GRUNDFOS","SP77-8 B Rp5 6\"3X380-415/50-26kW",{"v":7861,"d":"7,861"},"G1"]
["16A169C8","Насос GRUNDFOS","SP77-8 B Rp5 6\"3X380-415/50SD26kW",{"v":8288,"d":"8,288"},"G1"]
["16C019C8","Насос GRUNDFOS","SP77-8 BN Rp5 6\"3X380-415/50-26kW",{"v":11746,"d":"11,746"},"G1"]
["16C169C8","Насос GRUNDFOS","SP77-8 BN Rp5 6\"3X380-415/50SD26kW",{"v":12491,"d":"12,491"},"G1"]
["16A01908","Насос GRUNDFOS","SP77-8 Rp5 6\"3X380-415/50-30kW",{"v":8247,"d":"8,247"},"G1"]
["16A16908","Насос GRUNDFOS","SP77-8 Rp5 6\"3X380-415/50SD30kW",{"v":8693,"d":"8,693"},"G1"]
["16C01908","Насос GRUNDFOS","SP77-8N Rp5 6\"3X380-415/50-30kW",{"v":12448,"d":"12,448"},"G1"]
["16C16908","Насос GRUNDFOS","SP77-8N Rp5 6\"3X380-415/50SD30kW",{"v":13104,"d":"13,104"},"G1"]
["16A01909","Насос GRUNDFOS","SP77-9 Rp5 6\"3X380-415/50-30kW",{"v":8606,"d":"8,606"},"G1"]
["16A16909","Насос GRUNDFOS","SP77-9 Rp5 6\"3X380-415/50SD30kW",{"v":9070,"d":"9,070"},"G1"]
["16C01909","Насос GRUNDFOS","SP77-9N Rp5 6\"3X380-415/50-30kW",{"v":12864,"d":"12,864"},"G1"]
["16C16909","Насос GRUNDFOS","SP77-9N Rp5 6\"3X380-415/50SD30kW",{"v":13675,"d":"13,675"},"G1"]
["11702B05","Насос GRUNDFOS","SP8A- 5        0.75kW     1x220V    50Hz",871,"B2"]
["11701K05","Насос GRUNDFOS","SP8A- 5 0.75kW 380-415V 50Hz",872,"B2"]
[11621905,"Насос GRUNDFOS","SP8A- 5N 0.75kW 3x380-415V 50Hz",{"v":1888,"d":"1,888"},"G2"]
[11221905,"Насос GRUNDFOS","SP8A- 5NE 0.75kW 3x380-415V 50Hz",{"v":2244,"d":"2,244"},"G2"]
["11702B07","Насос GRUNDFOS","SP8A- 7         1.1kW     1x220V    50Hz",{"v":1023,"d":"1,023"},"B2"]
["11701K07","Насос GRUNDFOS","SP8A- 7 1.1kW 380-415V 50Hz",{"v":1034,"d":"1,034"},"B2"]
[11621907,"Насос GRUNDFOS","SP8A- 7N 1.1kW 3x380-415V 50Hz",{"v":2051,"d":"2,051"},"G2"]
[11221907,"Насос GRUNDFOS","SP8A- 7NE 1.1kW 3x380-415V 50Hz",{"v":2451,"d":"2,451"},"G2"]
["11702B10","Насос GRUNDFOS","SP8A-10 1.5kW 1x220V 50Hz",{"v":1315,"d":"1,315"},"B2"]
["11701K10","Насос GRUNDFOS","SP8A-10 1.5kW 380-415V 50Hz",{"v":1252,"d":"1,252"},"B2"]
[11721992,"Насос GRUNDFOS","SP8A-100 15,0KW380-415V50HZ /1",{"v":11448,"d":"11,448"},"B2"]
[11621910,"Насос GRUNDFOS","SP8A-10N 1.5kW 3x380-415V 50Hz",{"v":2271,"d":"2,271"},"G2"]
[11221910,"Насос GRUNDFOS","SP8A-10NE 1.5kW 3x380-415V 50Hz",{"v":2726,"d":"2,726"},"G2"]
[11721993,"Насос GRUNDFOS","SP8A-110 18,5KW380-415V50HZ /1",{"v":12040,"d":"12,040"},"B2"]
["11702B12","Насос GRUNDFOS","SP8A-12 2.2kW 1x220V 50Hz",{"v":1914,"d":"1,914"},"B2"]
["11701K12","Насос GRUNDFOS","SP8A-12 2.2KW 3x380-415V 50Hz",{"v":1436,"d":"1,436"},"B2"]
[11621912,"Насос GRUNDFOS","SP8A-12N 2.2kW 3x380-415V 50Hz",{"v":2447,"d":"2,447"},"G2"]
[11221912,"Насос GRUNDFOS","SP8A-12NE 2.2kW 3x380-415V 50Hz",{"v":2949,"d":"2,949"},"G2"]
["11702B15","Насос GRUNDFOS","SP8A-15 2.2kW 1x220V 50Hz",{"v":2095,"d":"2,095"},"B2"]
["11701K15","Насос GRUNDFOS","SP8A-15 2.2KW 3x380-415V 50Hz",{"v":1588,"d":"1,588"},"B2"]
[11621915,"Насос GRUNDFOS","SP8A-15N 2.2kW 3x380-415V 50Hz",{"v":2662,"d":"2,662"},"G2"]
[11221915,"Насос GRUNDFOS","SP8A-15NE 2.2kW 3x380-415V 50Hz",{"v":3221,"d":"3,221"},"G2"]
["11701K18","Насос GRUNDFOS","SP8A-18 3.0KW 3x380-415V 50Hz",{"v":2078,"d":"2,078"},"B2"]
[11621918,"Насос GRUNDFOS","SP8A-18N 3.0kW 3x380-415V 50Hz",{"v":3269,"d":"3,269"},"G2"]
[11221918,"Насос GRUNDFOS","SP8A-18NE 3.0kW 3x380-415V 50Hz",{"v":3553,"d":"3,553"},"G2"]
["11701K21","Насос GRUNDFOS","SP8A-21 4.0KW 3x380-415V 50Hz",{"v":2346,"d":"2,346"},"B2"]
[11621921,"Насос GRUNDFOS","SP8A-21N 4.0kW 3x380-415V 50Hz",{"v":3628,"d":"3,628"},"G2"]
[11221921,"Насос GRUNDFOS","SP8A-21NE 4.0kW 3x380-415V 50Hz",{"v":4029,"d":"4,029"},"G2"]
["11701K25","Насос GRUNDFOS","SP8A-25 4.0KW 3x380-415V 50Hz",{"v":2549,"d":"2,549"},"B2"]
[11621925,"Насос GRUNDFOS","SP8A-25N 4.0kW 3x380-415V 50Hz",{"v":3718,"d":"3,718"},"G2"]
[11221925,"Насос GRUNDFOS","SP8A-25NE 4.0kW 3x380-451V 50Hz",{"v":4392,"d":"4,392"},"G2"]
["11171K30","Насос GRUNDFOS","SP8A-30 5,5kW 3X380-415V 50Hz",{"v":3292,"d":"3,292"},"B2"]
[11261930,"Насос GRUNDFOS","SP8A-30N 5,5kW 3X380-415V 50Hz",{"v":4582,"d":"4,582"},"G2"]
["11171K37","Насос GRUNDFOS","SP8A-37 5,5kW 3X380-415V 50Hz",{"v":3654,"d":"3,654"},"B2"]
[11261937,"Насос GRUNDFOS","SP8A-37N 5,5kW 3X380-415V 50Hz",{"v":5091,"d":"5,091"},"G2"]
["11171K44","Насос GRUNDFOS","SP8A-44 7,5kW 3X380-415V 50Hz",{"v":4579,"d":"4,579"},"B2"]
[11701944,"Насос GRUNDFOS","SP8A-44 7,5KW380-415V50HZ /1",{"v":4656,"d":"4,656"},"B2"]
[11261944,"Насос GRUNDFOS","SP8A-44N        7,5kW 3x380-415V    50Hz",{"v":6334,"d":"6,334"},"G2"]
[11621944,"Насос GRUNDFOS","SP8A-44N 7,5KW3X380-415v50hz",{"v":6479,"d":"6,479"},"G2"]
["11171K50","Насос GRUNDFOS","SP8A-50 7,5kW 3X380-415V 50Hz",{"v":4912,"d":"4,912"},"B2"]
[11701950,"Насос GRUNDFOS","SP8A-50 7.5KW380-415V 50HZ /1",{"v":4990,"d":"4,990"},"B2"]
[11261950,"Насос GRUNDFOS","SP8A-50N        7,5kW 3x380-415V    50Hz",{"v":6850,"d":"6,850"},"G2"]
[11621950,"Насос GRUNDFOS","SP8A-50N 7,5KW3X380-415v50hz",{"v":6937,"d":"6,937"},"G2"]
[11721958,"Насос GRUNDFOS","SP8A-58 9.2kW 380-415V 50Hz",{"v":7821,"d":"7,821"},"B2"]
[11721966,"Насос GRUNDFOS","SP8A-66 11,0KW380-415V50HZ /1",{"v":8468,"d":"8,468"},"B2"]
[11721973,"Насос GRUNDFOS","SP8A-73 11,0KW380-415V50HZ /1 PLUG",{"v":8988,"d":"8,988"},"B2"]
[11721982,"Насос GRUNDFOS","SP8A-82 13.0kW 380-415V 50Hz",{"v":9755,"d":"9,755"},"B2"]
[11721991,"Насос GRUNDFOS","SP8A-91 15,0KW380-415V50HZ /1",{"v":10583,"d":"10,583"},"B2"]
[19001901,"Насос GRUNDFOS","SP95-1 Rp5 6\"3X380-415/50-5.5kW",{"v":4280,"d":"4,280"},"G1"]
[19016901,"Насос GRUNDFOS","SP95-1 Rp5 6\"3X380-415/50SD5.5kW",{"v":4599,"d":"4,599"},"G1"]
[19501901,"Насос GRUNDFOS","SP95-1N Rp5 6\"3X380-415/50-5.5kW",{"v":6515,"d":"6,515"},"G1"]
[19516901,"Насос GRUNDFOS","SP95-1N Rp5 6\"3X380-415/50SD5.5kW",{"v":6901,"d":"6,901"},"G1"]
["190019A2","Насос GRUNDFOS","SP95-2 A Rp5 6\"3X380-415/50-7.5kW",{"v":4575,"d":"4,575"},"G1"]
["190169A2","Насос GRUNDFOS","SP95-2 A Rp5 6\"3X380-415/50SD7.5kW",{"v":4933,"d":"4,933"},"G1"]
["195019A2","Насос GRUNDFOS","SP95-2 AN Rp5 6\"3X380-415/50-7.5kW",{"v":6929,"d":"6,929"},"G1"]
["195169A2","Насос GRUNDFOS","SP95-2 AN Rp5 6\"3X380-415/50SD7.5kW",{"v":7407,"d":"7,407"},"G1"]
["190019D2","Насос GRUNDFOS","SP95-2 BB Rp5 6\"3X380-415/50-5.5kW",{"v":4426,"d":"4,426"},"G1"]
["190169D2","Насос GRUNDFOS","SP95-2 BB Rp5 6\"3X380-415/50SD5.5kW",{"v":4753,"d":"4,753"},"G1"]
["195019D2","Насос GRUNDFOS","SP95-2 BBN Rp5 6\"3X380-415/50-5.5kW",{"v":6738,"d":"6,738"},"G1"]
["195169D2","Насос GRUNDFOS","SP95-2 BBN Rp5 6\"3X380-415/50SD5.5kW",{"v":7134,"d":"7,134"},"G1"]
[19001902,"Насос GRUNDFOS","SP95-2 Rp5 6\"3X380-415/50-9.2kW",{"v":4991,"d":"4,991"},"G1"]
[19016902,"Насос GRUNDFOS","SP95-2 Rp5 6\"3X380-415/50SD9.2kW",{"v":5300,"d":"5,300"},"G1"]
[19501902,"Насос GRUNDFOS","SP95-2N Rp5 6\"3X380-415/50-9.2kW",{"v":7529,"d":"7,529"},"G1"]
[19516902,"Насос GRUNDFOS","SP95-2N Rp5 6\"3X380-415/50SD9.2kW",{"v":8043,"d":"8,043"},"G1"]
["190019C3","Насос GRUNDFOS","SP95-3 B Rp5 6\"3X380-415/50-11kW",{"v":5342,"d":"5,342"},"G1"]
["190169C3","Насос GRUNDFOS","SP95-3 B Rp5 6\"3X380-415/50SD11kW",{"v":5670,"d":"5,670"},"G1"]
["190019D3","Насос GRUNDFOS","SP95-3 BB Rp5 6\"3X380-415/50-9.2kW",{"v":5137,"d":"5,137"},"G1"]
["190169D3","Насос GRUNDFOS","SP95-3 BB Rp5 6\"3X380-415/50SD9.2kW",{"v":5454,"d":"5,454"},"G1"]
["195019D3","Насос GRUNDFOS","SP95-3 BBN Rp5 6\"3X380-415/50-9.2kW",{"v":7749,"d":"7,749"},"G1"]
["195169D3","Насос GRUNDFOS","SP95-3 BBN Rp5 6\"3X380-415/50SD9.2kW",{"v":8278,"d":"8,278"},"G1"]
["195019C3","Насос GRUNDFOS","SP95-3 BN Rp5 6\"3X380-415/50-11kW",{"v":8062,"d":"8,062"},"G1"]
["195169C3","Насос GRUNDFOS","SP95-3 BN Rp5 6\"3X380-415/50SD11kW",{"v":8568,"d":"8,568"},"G1"]
[19001903,"Насос GRUNDFOS","SP95-3 Rp5 6\"3X380-415/50-13kW",{"v":5584,"d":"5,584"},"G1"]
[19016903,"Насос GRUNDFOS","SP95-3 Rp5 6\"3X380-415/50SD13kW",{"v":5922,"d":"5,922"},"G1"]
[19501903,"Насос GRUNDFOS","SP95-3N Rp5 6\"3X380-415/50-13kW",{"v":8426,"d":"8,426"},"G1"]
[19516903,"Насос GRUNDFOS","SP95-3N Rp5 6\"3X380-415/50SD13kW",{"v":8951,"d":"8,951"},"G1"]
["190019C4","Насос GRUNDFOS","SP95-4 B Rp5 6\"3X380-415/50-15kW",{"v":5876,"d":"5,876"},"G1"]
["190169C4","Насос GRUNDFOS","SP95-4 B Rp5 6\"3X380-415/50SD15kW",{"v":6230,"d":"6,230"},"G1"]
["195019C4","Насос GRUNDFOS","SP95-4 BN Rp5 6\"3X380-415/50-15kW",{"v":8870,"d":"8,870"},"G1"]
["195169C4","Насос GRUNDFOS","SP95-4 BN Rp5 6\"3X380-415/50SD15kW",{"v":9372,"d":"9,372"},"G1"]
[19001904,"Насос GRUNDFOS","SP95-4 Rp5 6\"3X380-415/50-18.5kW",{"v":6296,"d":"6,296"},"G1"]
[19016904,"Насос GRUNDFOS","SP95-4 Rp5 6\"3X380-415/50SD18.5kW",{"v":6671,"d":"6,671"},"G1"]
[19501904,"Насос GRUNDFOS","SP95-4N Rp5 6\"3X380-415/50-18.5kW",{"v":9507,"d":"9,507"},"G1"]
[19516904,"Насос GRUNDFOS","SP95-4N Rp5 6\"3X380-415/50SD18.5kW",{"v":10041,"d":"10,041"},"G1"]
["190019E5","Насос GRUNDFOS","SP95-5 AB Rp5 6\"3X380-415/50-18.5kW",{"v":6525,"d":"6,525"},"G1"]
["190169E5","Насос GRUNDFOS","SP95-5 AB Rp5 6\"3X380-415/50SD18.5kW",{"v":6945,"d":"6,945"},"G1"]
["195019E5","Насос GRUNDFOS","SP95-5 ABN Rp5 6\"3X380-415/50-18.5kW",{"v":9860,"d":"9,860"},"G1"]
["195169E5","Насос GRUNDFOS","SP95-5 ABN Rp5 6\"3X380-415/50SD18.5kW",{"v":10443,"d":"10,443"},"G1"]
[19001905,"Насос GRUNDFOS","SP95-5 Rp5 6\"3X380-415/50-22kW",{"v":6874,"d":"6,874"},"G1"]
[19016905,"Насос GRUNDFOS","SP95-5 Rp5 6\"3X380-415/50SD22kW",{"v":7278,"d":"7,278"},"G1"]
[19501905,"Насос GRUNDFOS","SP95-5N Rp5 6\"3X380-415/50-22kW",{"v":10382,"d":"10,382"},"G1"]
[19516905,"Насос GRUNDFOS","SP95-5N Rp5 6\"3X380-415/50SD22kW",{"v":10960,"d":"10,960"},"G1"]
[19001906,"Насос GRUNDFOS","SP95-6 Rp5 6\"3X380-415/50-26kW",{"v":7652,"d":"7,652"},"G1"]
[19016906,"Насос GRUNDFOS","SP95-6 Rp5 6\"3X380-415/50SD26kW",{"v":8094,"d":"8,094"},"G1"]
[19501906,"Насос GRUNDFOS","SP95-6N Rp5 6\"3X380-415/50-26kW",{"v":11447,"d":"11,447"},"G1"]
[19516906,"Насос GRUNDFOS","SP95-6N Rp5 6\"3X380-415/50SD26kW",{"v":12199,"d":"12,199"},"G1"]
[19001907,"Насос GRUNDFOS","SP95-7 Rp5 6\"3X380-415/50-30kW",{"v":8209,"d":"8,209"},"G1"]
[19016907,"Насос GRUNDFOS","SP95-7 Rp5 6\"3X380-415/50SD30kW",{"v":8653,"d":"8,653"},"G1"]
[19501907,"Насос GRUNDFOS","SP95-7N Rp5 6\"3X380-415/50-30kW",{"v":12367,"d":"12,367"},"G1"]
[19516907,"Насос GRUNDFOS","SP95-7N Rp5 6\"3X380-415/50SD30kW",{"v":13044,"d":"13,044"},"G1"]
[96635010,"Переходник круглый М12/ плоский GRUNDFOS","Spare, adaptor, empty signal",82,"ZM1"]
[98059594,"Сменный фильтр GRUNDFOS","Spare, ventilation filter",59,"Z"]
[95920939,"Комплект кабелей для агрессивных жидкостей GRUNDFOS","Spare,MS4000 cable RE, 4G 2.5mm2,100m 1p",{"v":2390,"d":"2,390"},"Z"]
[96510179,"Насос GRUNDFOS","SQ  1- 50     0.70kW 200-240V 50/60Hz",866,"B1"]
[96510190,"Насос GRUNDFOS","SQ  1- 65     0.70kW 200-240V 50/60Hz",932,"B1"]
[96524433,"Насос GRUNDFOS","SQ  2- 55 0.70kW 200-240V 50/60Hz  60M",{"v":1243,"d":"1,243"},"B1"]
[96524435,"Насос GRUNDFOS","SQ  2- 70 1.15kW 200-240V 50/60Hz  80M",{"v":1336,"d":"1,336"},"B1"]
[96524444,"Насос GRUNDFOS","SQ  2-85 1.15kW 200-240V 50/60Hz 80M",{"v":1774,"d":"1,774"},"B1"]
[96524440,"Насос GRUNDFOS","SQ  3- 65 1.15kW 200-240V 50/60Hz  40M",{"v":1346,"d":"1,346"},"B1"]
[96510178,"Насос GRUNDFOS","SQ 1- 35 0.70kW 1x200-240V 1.5M  mod.BB",802,"B1"]
[96510191,"Насос GRUNDFOS","SQ 1- 80 1.15kW 1x200-240V 1.5m mod. BB",{"v":1125,"d":"1,125"},"B1"]
[96510192,"Насос GRUNDFOS","SQ 1- 95 1.15kW 1x200-240V 1.5m mod. BB",{"v":1172,"d":"1,172"},"B1"]
[96510193,"Насос GRUNDFOS","SQ 1-110 1.15kW 1x200-240V 1.5m mod.BB",{"v":1218,"d":"1,218"},"B1"]
[96510194,"Насос GRUNDFOS","SQ 1-125 1.68kW 1x200-240V 1.5m mod.BB",{"v":1452,"d":"1,452"},"B1"]
[96510195,"Насос GRUNDFOS","SQ 1-140 1.68kW 1x200-240V 1.5m mod. BB",{"v":1500,"d":"1,500"},"B1"]
[96510196,"Насос GRUNDFOS","SQ 1-155 1.85kW 1x200-240V 1.5m mod.BB",{"v":1547,"d":"1,547"},"B1"]
[96510198,"Насос GRUNDFOS","SQ 2- 35 0.70 1x200-240V 1.5m mod. BB",829,"B1"]
[96510199,"Насос GRUNDFOS","SQ 2- 55 0.70kW 1x200-240V 1.5m mod. BB",880,"B1"]
[96510200,"Насос GRUNDFOS","SQ 2- 70 1.15kW 1x200-240V 1.5m mod. BB",975,"B1"]
[96510201,"Насос GRUNDFOS","SQ 2- 85 1.15kW 1x200-240V 1.5m mod. BB",{"v":1091,"d":"1,091"},"B1"]
[96510202,"Насос GRUNDFOS","SQ 2-100 1.68kW 1x200-240V 1.5m mod. BB",{"v":1354,"d":"1,354"},"B1"]
[96510203,"Насос GRUNDFOS","SQ 2-115 1.85kW 1x200-240V 1.5m mod.BB",{"v":1403,"d":"1,403"},"B1"]
[96510204,"Насос GRUNDFOS","SQ 3- 30 0.70kW 1x200-240V 1.5m  mod.BB",797,"B1"]
[96510205,"Насос GRUNDFOS","SQ 3- 40 0.70kW 1x200-240V 1.5m  mod.BB",844,"B1"]
[96510206,"Насос GRUNDFOS","SQ 3- 55 1.15kW 1x200-240V 1.5m mod.BB",975,"B1"]
[96510207,"Насос GRUNDFOS","SQ 3- 65 1.15kW 1x200-240V 1.5m mod. BB",{"v":1091,"d":"1,091"},"B1"]
[96510208,"Насос GRUNDFOS","SQ 3- 80 1.68kW 1x200-240V 1.5m mod. BB",{"v":1354,"d":"1,354"},"B1"]
[96524446,"Насос GRUNDFOS","SQ 3- 80 1.68kW 200-240V 50/60Hz 50M",{"v":1630,"d":"1,630"},"B1"]
[96510209,"Насос GRUNDFOS","SQ 3- 95 1.68kW 1x200-240V 1.5m mod.BB",{"v":1403,"d":"1,403"},"B1"]
[96524448,"Насос GRUNDFOS","SQ 3-105  1.85kW 200-240V 50/60Hz 80M",{"v":1968,"d":"1,968"},"B1"]
[96510210,"Насос GRUNDFOS","SQ 3-105 1.85kW 1x200-240V 1.5m mod. BB",{"v":1448,"d":"1,448"},"B1"]
[96510211,"Насос GRUNDFOS","SQ 5- 15 0.70kW 1x200-240V 1.5m mod.BB",787,"B1"]
[96510212,"Насос GRUNDFOS","SQ 5- 25 0.70kW 1x200-240V 1.5m  MOD.BB",820,"B1"]
[96510213,"Насос GRUNDFOS","SQ 5- 35 1.15kW 1x200-240V 1.5m mod. BB",975,"B1"]
[96510215,"Насос GRUNDFOS","SQ 5- 60 1.68kW 1x200-240V 1.5m mod.BB",{"v":1403,"d":"1,403"},"B1"]
[96510217,"Насос GRUNDFOS","SQ 5- 70 1.85kW 1x200-240V 1.5m  mod .BB",{"v":1448,"d":"1,448"},"B1"]
[96510218,"Насос GRUNDFOS","SQ 7- 15 0.70kW 1x200-240V 1.5m mod. BB",{"v":1079,"d":"1,079"},"B1"]
[96510219,"Насос GRUNDFOS","SQ 7- 30 1.15kW 1x200-240V 1.5m mod. BB",{"v":1172,"d":"1,172"},"B1"]
[96510220,"Насос GRUNDFOS","SQ 7- 40 1.68kW 1x200-240V 1.5m mod. BB",{"v":1500,"d":"1,500"},"B1"]
[97778291,"Комплект кабелей для агрессивных жидкостей GRUNDFOS","SQ Cabel, ETFE 12AWG, 275ft Model C",{"v":2886,"d":"2,886"},"Z"]
[97778282,"Комплект кабелей для агрессивных жидкостей GRUNDFOS","SQ Cabel, ETFE 12AWG, 50ft Model C",609,"Z"]
[97778283,"Комплект кабелей для агрессивных жидкостей GRUNDFOS","SQ Cabel, ETFE 12AWG, 75ft Model C",871,"Z"]
[97778284,"Комплект кабелей для агрессивных жидкостей GRUNDFOS","SQ Cabel, ETFE 12AWG,100ft Model C",{"v":1127,"d":"1,127"},"Z"]
[97778287,"Комплект кабелей для агрессивных жидкостей GRUNDFOS","SQ Cabel, ETFE 12AWG,175ft Model C",{"v":1894,"d":"1,894"},"Z"]
[97778288,"Комплект кабелей для агрессивных жидкостей GRUNDFOS","SQ Cabel, ETFE 12AWG,200ft Model C",{"v":2149,"d":"2,149"},"Z"]
[97778289,"Комплект кабелей для агрессивных жидкостей GRUNDFOS","SQ Cabel, ETFE 12AWG,225ft Model C",{"v":2359,"d":"2,359"},"Z"]
[97778318,"Комплект кабелей для питьевой воды GRUNDFOS","SQ Cable 3G1.5, 1.5M EUR/APREG (C)",51,"Z"]
[97778330,"Комплект кабелей для питьевой воды GRUNDFOS","SQ Cable 3G1.5, 100M EUR/APREG (C)",666,"Z"]
[97778325,"Комплект кабелей для питьевой воды GRUNDFOS","SQ Cable 3G1.5, 50M EUR/APREG (C)",355,"Z"]
[97778326,"Комплект кабелей для питьевой воды GRUNDFOS","SQ Cable 3G1.5, 60M EUR/APREG (C)",425,"Z"]
[97778327,"Комплект кабелей для питьевой воды GRUNDFOS","SQ Cable 3G1.5, 70M EUR/APREG (C)",485,"Z"]
[97778328,"Комплект кабелей для питьевой воды GRUNDFOS","SQ Cable 3G1.5, 80M EUR/APREG (C)",546,"Z"]
[97778329,"Комплект кабелей для питьевой воды GRUNDFOS","SQ Cable 3G1.5, 90M EUR/APREG (C)",606,"Z"]
[97778320,"Комплект кабелей для питьевой воды GRUNDFOS","SQ Cable, 3G1.5, 10M EUR/APREG (C)",116,"Z"]
[97778321,"Комплект кабелей для питьевой воды GRUNDFOS","SQ Cable, 3G1.5, 15M EUR/APREG (C)",145,"Z"]
[97778322,"Комплект кабелей для питьевой воды GRUNDFOS","SQ Cable, 3G1.5, 20M EUR/APREG (C)",176,"Z"]
[97778323,"Комплект кабелей для питьевой воды GRUNDFOS","SQ Cable, 3G1.5, 30M EUR/APREG (C)",235,"Z"]
[97778324,"Комплект кабелей для питьевой воды GRUNDFOS","SQ Cable, 3G1.5, 40M EUR/APREG (C)",294,"Z"]
[97778319,"Комплект кабелей для питьевой воды GRUNDFOS","SQ Cable, 3G1.5, 5M EUR/APREG (C)",81,"Z"]
[97778285,"Комплект кабелей для агрессивных жидкостей GRUNDFOS","SQ Cable, ETFE 12AWG,125ft Model C",{"v":1383,"d":"1,383"},"Z"]
[96040636,"Комплект для водоснабжения без насоса SQ GRUNDFOS","SQ fittings with Schukoplug",298,"Z"]
[96160906,"Базовый комплект SQ GRUNDFOS","SQ pump cpl. with fittings 30m mod.BB",{"v":1084,"d":"1,084"},"B1"]
[96160908,"Комплект для водоснабжения с насосом SQ GRUNDFOS","SQ3-40 PAKET 1X200-240V 30M MOD.BB",{"v":1404,"d":"1,404"},"B1"]
[96510214,"Насос GRUNDFOS","SQ5-50 1X200-240V 1,68KW 1,5M MOD.BB",{"v":1091,"d":"1,091"},"B1"]
[96510071,"Насос GRUNDFOS","SQE 1- 35 0.70kW 1x200-240V 1.5m  mod.BB",880,"B1"]
[96510141,"Насос GRUNDFOS","SQE 1- 50 0.70kW 1x200-240V 1.5m  mod.BB",956,"B1"]
[96510142,"Насос GRUNDFOS","SQE 1- 65 0.70kW 1x200-240V 1.5m  mod.BB",{"v":1027,"d":"1,027"},"B1"]
[96510143,"Насос GRUNDFOS","SQE 1- 80 1.15kW 1x200-240V 1.5m  mod.BB",{"v":1238,"d":"1,238"},"B1"]
[96510144,"Насос GRUNDFOS","SQE 1- 95 1.15kW 1x200-240V 1.5m  mod.BB",{"v":1289,"d":"1,289"},"B1"]
[96510145,"Насос GRUNDFOS","SQE 1-110 1.15kW 1x200-240V 1.5m  mod.BB",{"v":1366,"d":"1,366"},"B1"]
[96510146,"Насос GRUNDFOS","SQE 1-125 1.68kW 1x200-240V 1.5m  mod.BB",{"v":1598,"d":"1,598"},"B1"]
[96510147,"Насос GRUNDFOS","SQE 1-140 1.68kW 1x200-240V 1.5m  mod.BB",{"v":1650,"d":"1,650"},"B1"]
[96510148,"Насос GRUNDFOS","SQE 1-155 1.85kW 1x200-240V 1.5m  mod.BB",{"v":1702,"d":"1,702"},"B1"]
[96510150,"Насос GRUNDFOS","SQE 2- 35 0.70kW 1x200-240V 1.5m  mod.BB",915,"B1"]
[97778403,"Насос GRUNDFOS","SQE 2- 35 NE  0.70kW 200-240v 50/60Hz",{"v":1157,"d":"1,157"},"G2"]
[97778404,"Насос GRUNDFOS","SQE 2- 50 NE  0.70kW 200-240V 50/60Hz",{"v":1199,"d":"1,199"},"G2"]
[96510151,"Насос GRUNDFOS","SQE 2- 55 0.70kW 1x220-240V 1.5m mod.BB",970,"B1"]
[97778405,"Насос GRUNDFOS","SQE 2- 65 NE  1.15kW 200-240V 50/60Hz",{"v":1322,"d":"1,322"},"G2"]
[96510152,"Насос GRUNDFOS","SQE 2- 70 1.15kW 1x200-240V 1.5m  mod.BB",{"v":1073,"d":"1,073"},"B1"]
[97778406,"Насос GRUNDFOS","SQE 2- 75 NE  1.15kW 200-240V 50/60Hz",{"v":1480,"d":"1,480"},"G2"]
[96510153,"Насос GRUNDFOS","SQE 2- 85 1.15kW 1x200-240V 1.5m mod.BB",{"v":1201,"d":"1,201"},"B1"]
[97778407,"Насос GRUNDFOS","SQE 2- 90 NE  1.68kW 200-240V 50/60Hz",{"v":1836,"d":"1,836"},"G2"]
[96510154,"Насос GRUNDFOS","SQE 2-100 1.68kW 1x200-240V 1.5m mod. BB",{"v":1490,"d":"1,490"},"B1"]
[97778408,"Насос GRUNDFOS","SQE 2-105 NE  1.68kW 200-240V 50/60Hz",{"v":1900,"d":"1,900"},"G2"]
[96510155,"Насос GRUNDFOS","SQE 2-115 1.85kW 1x200-240V 1.5m mod.BB",{"v":1541,"d":"1,541"},"B1"]
[97778409,"Насос GRUNDFOS","SQE 2-115 NE  1.68kW 200-240V 50/60Hz",{"v":1966,"d":"1,966"},"G2"]
[96510156,"Насос GRUNDFOS","SQE 3- 30 0.70kW 1x200-240V 1.5m  mod.BB",877,"B1"]
[96510157,"Насос GRUNDFOS","SQE 3- 40 0.70kW 1x200-240V 1.5m mod. BB",929,"B1"]
[96510158,"Насос GRUNDFOS","SQE 3- 55  1.15kW 1x200-240V 1.5M mod.BB",{"v":1073,"d":"1,073"},"B1"]
[96510159,"Насос GRUNDFOS","SQE 3- 65 1.15kW 1x200-240V 1.5m mod. BB",{"v":1201,"d":"1,201"},"B1"]
[96510160,"Насос GRUNDFOS","SQE 3- 80 1.68kW 1x200-240V 1.5m mod. BB",{"v":1490,"d":"1,490"},"B1"]
[96510161,"Насос GRUNDFOS","SQE 3- 95 1.68kW 1x200-240V 1.5m mod. BB",{"v":1541,"d":"1,541"},"B1"]
[96510162,"Насос GRUNDFOS","SQE 3-105 1.85kW 1x200-240V 1.5m mod. BB",{"v":1593,"d":"1,593"},"B1"]
[96510163,"Насос GRUNDFOS","SQE 5- 15     0.70kW 200-240V 50/60Hz BB",866,"B1"]
[97778410,"Насос GRUNDFOS","SQE 5- 15 NE  0.70kW 200-240V 50/60Hz",{"v":1068,"d":"1,068"},"G2"]
[96510164,"Насос GRUNDFOS","SQE 5- 25 0.70kW 1x200-240V 1.5m mod. BB",904,"B1"]
[97778411,"Насос GRUNDFOS","SQE 5- 25 NE  0.70kW 200-240V 50/60Hz",{"v":1114,"d":"1,114"},"G2"]
[96510165,"Насос GRUNDFOS","SQE 5- 35 1.15kW 1x200-240V 1.5m mod. BB",{"v":1073,"d":"1,073"},"B1"]
[97778412,"Насос GRUNDFOS","SQE 5- 35 NE  1.15kW 200-240V 50/60Hz",{"v":1322,"d":"1,322"},"G2"]
[97778413,"Насос GRUNDFOS","SQE 5- 45 NE  1.15kW 200-240V 50/60Hz",{"v":1480,"d":"1,480"},"G2"]
[96510166,"Насос GRUNDFOS","SQE 5- 50  1.68kW 1x200-240V 1.5m mod.BB",{"v":1201,"d":"1,201"},"B1"]
[97778414,"Насос GRUNDFOS","SQE 5- 55 NE  1.68kW 200-240V 50/60Hz",{"v":1900,"d":"1,900"},"G2"]
[96510167,"Насос GRUNDFOS","SQE 5- 60 1.68kW 1x200-240V 1.5m mod. BB",{"v":1541,"d":"1,541"},"B1"]
[97778415,"Насос GRUNDFOS","SQE 5- 65 NE  1.68kW 200-240V 50/60Hz",{"v":1966,"d":"1,966"},"G2"]
[96510168,"Насос GRUNDFOS","SQE 5- 70 1.85kW 1x200-240V 1.5m mod.BB",{"v":1593,"d":"1,593"},"B1"]
[96510169,"Насос GRUNDFOS","SQE 7- 15     0.70kW 200-240V 50/60Hz BB",{"v":1186,"d":"1,186"},"B1"]
[96510170,"Насос GRUNDFOS","SQE 7- 30 1.15kW 1x200-240V 1.5m mod. BB",{"v":1289,"d":"1,289"},"B1"]
[96510171,"Насос GRUNDFOS","SQE 7- 40 1.68kW 1x200-240V 1.5m  Mod.BB",{"v":1650,"d":"1,650"},"B1"]
[97778281,"Комплект кабелей для агрессивных жидкостей GRUNDFOS","SQE-NE Cable ETFE12AWG, 25ft Model C",335,"Z"]
[91071932,"Распределительный электрошкаф для SQ GRUNDFOS","SQSK IP65 CONNECTION BOX W/SWITCH",207,"Z"]
[96002516,"Счетчик пусков GRUNDFOS","Start counter 230V & 400V controls",126,"Z"]
[96002517,"Счетчик пусков GRUNDFOS","Start counter 400V (Until P.c. 0815)",151,"Z"]
["00ID8957","Стальной трос GRUNDFOS","Steel wire NIRO 2 mm",2,"Z"]
["00ID8958","Стальной трос GRUNDFOS","Steel wire NIRO 5mm",4,"Z"]
[97942218,"Кожух охлаждения GRUNDFOS","Strainer cpl. 180x192x1,0",132,"Z"]
[97942211,"Кожух охлаждения GRUNDFOS","Strainer cpl. Ø115x117x1,0",81,"Z"]
[97942214,"Кожух охлаждения GRUNDFOS","Strainer cpl. Ø145x158x1,0",98,"Z"]
[97942230,"Кожух охлаждения GRUNDFOS","Strainer cpl. Ø160x158x1,0",258,"Z"]
[97942247,"Кожух охлаждения GRUNDFOS","Strainer cpl. Ø200x190x1,0",181,"Z"]
[97942261,"Кожух охлаждения GRUNDFOS","Strainer cpl. Ø210x192x1,0",227,"Z"]
[97942263,"Кожух охлаждения GRUNDFOS","Strainer cpl. Ø254x325x1,0",302,"Z"]
[97942269,"Кожух охлаждения GRUNDFOS","Strainer cpl. Ø285x385x1,0",302,"Z"]
[97942268,"Кожух охлаждения GRUNDFOS","Strainer cpl. Ø330x385x1,0",399,"Z"]
[97942272,"Кожух охлаждения GRUNDFOS","Strainer cpl. Ø380xL385x0,1",558,"Z"]
[97943446,"Кожух охлаждения GRUNDFOS","Strainer cpl. Ø88x90x1,0",130,"Z"]
["S6127302","Армированный всасывающий шланг GRUNDFOS","SUCTION HOSE 2\" 4M.W.F.VALVE+SUC.CASE",{"v":1663,"d":"1,663"},"Z"]
["S6127329","Армированный всасывающий шланг GRUNDFOS","SUCTION HOSE 2\" 8M W.F.VALVE+SUC.CASE",{"v":2200,"d":"2,200"},"Z"]
["S6126993","Армированный всасывающий шланг GRUNDFOS","SUCTION HOSE 3\" 4M.W.F.VALVE+SUC.CASE",{"v":2247,"d":"2,247"},"Z"]
["S6127019","Армированный всасывающий шланг GRUNDFOS","SUCTION HOSE 3\" 8M.W.FT.VALVE+SUC.CASE.",{"v":3236,"d":"3,236"},"Z"]
["S6127078","Армированный всасывающий шланг GRUNDFOS","SUCTION HOSE 4\" 8M.W.FT.VALVE+SUC.CASE",{"v":4387,"d":"4,387"},"Z"]
[315397,"Спиральный всасывающий шланг GRUNDFOS","Suction hose PVC 1\" 8M cpl.",69,"Z"]
[96957529,"Накладной хомут GRUNDFOS","Supp bracket  cpl.(2units) D182/D135",319,"Z"]
[96957524,"Накладной хомут GRUNDFOS","Supp bracket cpl (2units) D182/D135",185,"Z"]
[96957546,"Накладной хомут GRUNDFOS","Supp bracket cpl.(2units) D212/D160",237,"Z"]
[96957553,"Накладной хомут GRUNDFOS","Supp bracket cpl.(2units) D212/D160",361,"Z"]
[96957599,"Накладной хомут GRUNDFOS","Supp bracket cpl.(3units)  D382/D196",{"v":2150,"d":"2,150"},"Z"]
[96957560,"Накладной хомут GRUNDFOS","Supp bracket cpl.(3units) D256/D196",548,"Z"]
[96957597,"Накладной хомут GRUNDFOS","Supp bracket cpl.(3units) D332/D196",{"v":2860,"d":"2,860"},"Z"]
[96957525,"Накладной хомут GRUNDFOS","Supp. Bracket cpl. (3units) D162/D110",322,"Z"]
[96957531,"Накладной хомут GRUNDFOS","Supp. bracket cpl. (3units) D182/D135",545,"Z"]
[96958364,"Накладной хомут GRUNDFOS","Suppo. bracket cpl.(2units) D332/D220",523,"Z"]
[96957545,"Накладной хомут GRUNDFOS","Suppo. bracket cpl.(2units)D202/D135",203,"Z"]
[96957544,"Накладной хомут GRUNDFOS","Suppo. bracket cpl.(2UNITS)D202/D158",648,"Z"]
[96957555,"Накладной хомут GRUNDFOS","Supporting bracke cpl(3units) D332/D220",704,"Z"]
[96957523,"Накладной хомут GRUNDFOS","Supporting bracket cpl (2units)D147D125",161,"Z"]
[96957561,"Накладной хомут GRUNDFOS","Supporting bracket cpl (3unit) D256/D158",790,"Z"]
[96957549,"Накладной хомут GRUNDFOS","Supporting bracket cpl (3units)D202/D135",342,"Z"]
[97695369,"Накладной хомут GRUNDFOS","Supporting bracket cpl (3units)D202/D158",660,"Z"]
[96958279,"Накладной хомут GRUNDFOS","Supporting Bracket cpl(2units) D117/D90",142,"Z"]
[96957548,"Накладной хомут GRUNDFOS","Supporting bracket cpl(2units) D256/196",372,"Z"]
[98095530,"Накладной хомут GRUNDFOS","Supporting bracket cpl(2units) D256/D135",{"v":1200,"d":"1,200"},"Z"]
[97695337,"Накладной хомут GRUNDFOS","Supporting bracket cpl(3unit) D287/D160",{"v":1500,"d":"1,500"},"Z"]
[96957595,"Накладной хомут GRUNDFOS","Supporting bracket cpl(3unit) D287/D196",685,"Z"]
[96957592,"Накладной хомут GRUNDFOS","Supporting bracket cpl(3units) D256/D135",{"v":1280,"d":"1,280"},"Z"]
[97512995,"Накладной хомут GRUNDFOS","Supporting Bracket cpl. (2units)D68/D88",146,"Z"]
[96957450,"Накладной хомут GRUNDFOS","Supporting Bracket cpl. (2units)D90/D117",129,"Z"]
[96957593,"Накладной хомут GRUNDFOS","Supporting bracket cpl.(3units)D256/D160",{"v":1171,"d":"1,171"},"Z"]
[96957600,"Накладной хомут GRUNDFOS","Supporting bracket cpl.(3units)D382/D220",{"v":1760,"d":"1,760"},"Z"]
[96688086,"Резервуар для химических реагентов GRUNDFOS","Tank",{"v":2847,"d":"2,847"},"ZM1"]
[96688079,"Резервуар для химических реагентов GRUNDFOS","tank",{"v":7798,"d":"7,798"},"M11"]
[96726825,"Резервуар для химических реагентов GRUNDFOS","tank",{"v":7989,"d":"7,989"},"M11"]
[98149057,"Резервуар для химических реагентов GRUNDFOS","tank 100l,PE-transp./black",309,"ZM1"]
[98149215,"Резервуар для химических реагентов GRUNDFOS","Tank 200l, PE-transp./black",430,"ZM1"]
[98149245,"Резервуар для химических реагентов GRUNDFOS","tank 300l, PE-transp./black",546,"ZM1"]
[98149266,"Резервуар для химических реагентов GRUNDFOS","Tank 500l,PE-transp./black",{"v":1047,"d":"1,047"},"ZM1"]
[98148805,"Резервуар для химических реагентов GRUNDFOS","Tank 60l, PE-transp./black",235,"ZM1"]
[96573397,"Расширительный мембранный бак GRUNDFOS","Tank GT-HR-100 V",168,"Z"]
["00ID7692","Накопительный бак GRUNDFOS","Tank VB 1000E 2\"",{"v":2672,"d":"2,672"},"Z"]
["00ID7693","Накопительный бак GRUNDFOS","Tank VB 1500E 2\"",{"v":3386,"d":"3,386"},"Z"]
[91075064,"Накопительный бак GRUNDFOS","Tank VB 150R 1\"",911,"Z"]
["00ID7694","Накопительный бак GRUNDFOS","Tank VB 2000E 2\"",{"v":3726,"d":"3,726"},"Z"]
["00ID8709","Накопительный бак GRUNDFOS","Tank VB 3000 2\"",{"v":6071,"d":"6,071"},"Z"]
["00ID7649","Накопительный бак GRUNDFOS","Tank VB 300R 3/4\"",{"v":1317,"d":"1,317"},"Z"]
["00ID7650","Накопительный бак GRUNDFOS","Tank VB 500R 11/4\"",{"v":2096,"d":"2,096"},"Z"]
["00ID7651","Накопительный бак GRUNDFOS","Tank VB 800R 11/2\"",{"v":2228,"d":"2,228"},"Z"]
[98150055,"Резервуар для химических реагентов GRUNDFOS","tank, 300l,PE-transp./black f.elec.mixer",812,"ZM1"]
[95706305,"Резервуар для химических реагентов GRUNDFOS","tank,1000l,PE-black/black",{"v":3274,"d":"3,274"},"ZM1"]
[98173675,"Резервуар для химических реагентов GRUNDFOS","tank,1000l,PE-transp f.elec.mixer",{"v":3876,"d":"3,876"},"ZM1"]
[98149082,"Резервуар для химических реагентов GRUNDFOS","tank,100l,PE-black/black",352,"ZM1"]
[98150052,"Резервуар для химических реагентов GRUNDFOS","tank,100l,PE-black/black f.elec.mixer",534,"ZM1"]
[98150051,"Резервуар для химических реагентов GRUNDFOS","tank,100l,PE-transp./black f.elec.mixer",467,"ZM1"]
[98150053,"Резервуар для химических реагентов GRUNDFOS","tank,200l, PE-transp./black f.elec.mixer",661,"ZM1"]
[98149224,"Резервуар для химических реагентов GRUNDFOS","tank,200l,PE-black/black",511,"ZM1"]
[98150054,"Резервуар для химических реагентов GRUNDFOS","tank,200l,PE-black/black f.elec.mixer",753,"ZM1"]
[98149252,"Резервуар для химических реагентов GRUNDFOS","tank,300l,PE-black/black",623,"ZM1"]
[98150056,"Резервуар для химических реагентов GRUNDFOS","tank,300l,PE-black/black f.elec.mixer",927,"ZM1"]
[95701166,"Резервуар для химических реагентов GRUNDFOS","tank,40l,PE-black/black",292,"ZM1"]
[96688081,"Резервуар для химических реагентов GRUNDFOS","Tank,40l,PE-transp./black",280,"ZM1"]
[98149269,"Резервуар для химических реагентов GRUNDFOS","tank,500l,PE-black/black",{"v":1198,"d":"1,198"},"ZM1"]
[98150058,"Резервуар для химических реагентов GRUNDFOS","tank,500l,PE-black/black f.elec.mixer",{"v":1672,"d":"1,672"},"ZM1"]
[98150057,"Резервуар для химических реагентов GRUNDFOS","tank,500l,PE-transp./black f.elec.mixer",{"v":1463,"d":"1,463"},"ZM1"]
[98149053,"Резервуар для химических реагентов GRUNDFOS","tank,60l,PE-black/black",271,"ZM1"]
[98150040,"Резервуар для химических реагентов GRUNDFOS","tank,60l,PE-black/black f.elec.mixer",414,"ZM1"]
[98150038,"Резервуар для химических реагентов GRUNDFOS","tank,60l,PE-transp./black f.elec.mixer",365,"ZM1"]
[96489271,"Резервуар для химических реагентов GRUNDFOS","TaNK100, DME1-2/DMS",274,"ZM1"]
[96982790,"Дополнительный бак GRUNDFOS","Tanksupplement 450L",{"v":1983,"d":"1,983"},"Z"]
[95714891,"Тройник для присоединения второго внешнего дозировочного насоса GRUNDFOS","T-connector, SL 4/6",52,"ZM1"]
["00ID4384","Температурное реле с накладным датчиком GRUNDFOS","Temp.Swich ET2, sensor f/ext. pipe mount",189,"Z"]
["00ID4385","Температурное реле с накладным датчиком GRUNDFOS","Temp.Swich ET2, sensor f/int. pipe mount",212,"Z"]
[96432591,"Датчик температуры GRUNDFOS","Temperature transmitter TTA (0)25",341,"Z"]
[96430194,"Датчик температуры GRUNDFOS","Temperature transmitter TTA (-25)25",341,"Z"]
[96432592,"Датчик температуры GRUNDFOS","Temperature transmitter TTA (50)100",341,"Z"]
[96003054,"Резьбовой фланец GRUNDFOS","Threaded flange",69,"Z"]
[96001996,"Резьбовой фланец GRUNDFOS","Threaded flange galv.",44,"Z"]
[96004451,"Резьбовой фланец GRUNDFOS","Threaded flange galv.",29,"Z"]
[96003336,"Резьбовой фланец GRUNDFOS","Threaded flange galv.",68,"Z"]
[96489959,"Резьбовой фланец GRUNDFOS","Threaded flange galv. DN 40/ Rp11/2\"",26,"Z"]
[330109,"Патрубок GRUNDFOS","THREADED SOCKET",38,"Z"]
[410079,"Патрубок GRUNDFOS","THREADED SOCKET",25,"Z"]
[300159,"Муфта GRUNDFOS","THREADED SOCKET 1\" M",18,"Z"]
[96054696,"Универсальный электронный таймер для монтажа в шкафу управления GRUNDFOS","Time switch IHP 24H/7T 18MM 16A 1C",110,"Z"]
[96433892,"Таймер B GRUNDFOS","Timer and thermostat cpl. Europe",80,"Z"]
[96433891,"Таймер A GRUNDFOS","Timer cpl. incl. pcb. Europe",60,"Z"]
[95037090,"Верхний фиксатор в сборе GRUNDFOS","Top fixation 60 complete AISI 304",322,"Z"]
[95037091,"Верхний фиксатор в сборе GRUNDFOS","Top fixation 60 complete AISI 316",424,"Z"]
[96115293,"Кронштейн для подвесного монтажа GRUNDFOS","Top fixation complete 2\"; AISI 316",250,"Z"]
[96109286,"Насос GRUNDFOS","TP 100-110/4-A-F-A-BAQE 400D 50Hz",{"v":2273,"d":"2,273"},"F1"]
[96109295,"Насос GRUNDFOS","TP 100-110/4-A-F-A-GQQE 400D 50Hz",{"v":2329,"d":"2,329"},"F1"]
[96109322,"Насос GRUNDFOS","TP 100-110/4-A-F-B-BAQE 400D 50Hz",{"v":2682,"d":"2,682"},"F1"]
[96402679,"Насос GRUNDFOS","TP 100-120/2-A-F-A-BUBE 400Y 50Hz",{"v":1896,"d":"1,896"},"F1"]
[96438892,"Насос GRUNDFOS","TP 100-120/2-A-F-A-RUUE 400Y 50Hz",{"v":1920,"d":"1,920"},"F1"]
[96410061,"Насос GRUNDFOS","TP 100-120/2-A-F-Z-BUBE 400D 50Hz",{"v":3719,"d":"3,719"},"F1"]
[96109287,"Насос GRUNDFOS","TP 100-130/4-A-F-A-BAQE 400D 50Hz",{"v":2549,"d":"2,549"},"F1"]
[96109296,"Насос GRUNDFOS","TP 100-130/4-A-F-A-GQQE 400D 50Hz",{"v":2640,"d":"2,640"},"F1"]
[96109323,"Насос GRUNDFOS","TP 100-130/4-A-F-B-BAQE 400D 50Hz",{"v":3157,"d":"3,157"},"F1"]
[96109173,"Насос GRUNDFOS","TP 100-160/2-A-F-A-BAQE 400D 50Hz",{"v":1629,"d":"1,629"},"F1"]
[96109181,"Насос GRUNDFOS","TP 100-160/2-A-F-A-GQQE 400D 50Hz",{"v":1686,"d":"1,686"},"F1"]
[96109205,"Насос GRUNDFOS","TP 100-160/2-A-F-B-BAQE 400D 50Hz",{"v":1880,"d":"1,880"},"F1"]
[96109288,"Насос GRUNDFOS","TP 100-170/4-A-F-A-BAQE 400D 50Hz",{"v":2888,"d":"2,888"},"F1"]
[96109297,"Насос GRUNDFOS","TP 100-170/4-A-F-A-GQQE 400D 50Hz",{"v":2978,"d":"2,978"},"F1"]
[96109324,"Насос GRUNDFOS","TP 100-170/4-A-F-B-BAQE 400D 50Hz",{"v":3494,"d":"3,494"},"F1"]
[96109174,"Насос GRUNDFOS","TP 100-200/2-A-F-A-BAQE 400D 50Hz",{"v":2049,"d":"2,049"},"F1"]
[96109182,"Насос GRUNDFOS","TP 100-200/2-A-F-A-GQQE 400D 50Hz",{"v":2106,"d":"2,106"},"F1"]
[96109206,"Насос GRUNDFOS","TP 100-200/2-A-F-B-BAQE 400D 50Hz",{"v":2299,"d":"2,299"},"F1"]
[96109289,"Насос GRUNDFOS","TP 100-200/4-A-F-A-BAQE 400D 50Hz",{"v":3210,"d":"3,210"},"F1"]
[96109298,"Насос GRUNDFOS","TP 100-200/4-A-F-A-GQQE 400D 50Hz",{"v":3299,"d":"3,299"},"F1"]
[96109325,"Насос GRUNDFOS","TP 100-200/4-A-F-B-BAQE 400D 50Hz",{"v":3929,"d":"3,929"},"F1"]
[96162079,"Насос GRUNDFOS","TP 100-220/4 A-F-A-DBUE 3x400D/690Y 50Hz",{"v":10480,"d":"10,480"},"F1"]
[96109175,"Насос GRUNDFOS","TP 100-240/2-A-F-A-BAQE 400D 50Hz",{"v":2134,"d":"2,134"},"F1"]
[96109183,"Насос GRUNDFOS","TP 100-240/2-A-F-A-GQQE 400D 50Hz",{"v":2190,"d":"2,190"},"F1"]
[96109207,"Насос GRUNDFOS","TP 100-240/2-A-F-B-BAQE 400D 50Hz",{"v":2384,"d":"2,384"},"F1"]
[96109176,"Насос GRUNDFOS","TP 100-250/2-A-F-A-BAQE 400D 50Hz",{"v":3273,"d":"3,273"},"F1"]
[96109184,"Насос GRUNDFOS","TP 100-250/2-A-F-A-GQQE 400D 50Hz",{"v":3329,"d":"3,329"},"F1"]
[96109208,"Насос GRUNDFOS","TP 100-250/2-A-F-B-BAQE 400D 50Hz",{"v":3696,"d":"3,696"},"F1"]
[96109290,"Насос GRUNDFOS","TP 100-250/4-A-F-A-BAQE 400D 50Hz",{"v":3794,"d":"3,794"},"F1"]
[96109299,"Насос GRUNDFOS","TP 100-250/4-A-F-A-GQQE 400D 50Hz",{"v":3882,"d":"3,882"},"F1"]
[96109326,"Насос GRUNDFOS","TP 100-250/4-A-F-B-BAQE 400D 50Hz",{"v":4509,"d":"4,509"},"F1"]
[96162080,"Насос GRUNDFOS","TP 100-260/4 A-F-A-DBUE 3x400D/690Y 50Hz",{"v":10858,"d":"10,858"},"F1"]
[96162081,"Насос GRUNDFOS","TP 100-270/4 A-F-A-DBUE 3x400D/690Y 50Hz",{"v":12244,"d":"12,244"},"F1"]
[96402529,"Насос GRUNDFOS","TP 100-30/4-A-F-A-BUBE 1x230 50Hz",{"v":1753,"d":"1,753"},"F1"]
[96402544,"Насос GRUNDFOS","TP 100-30/4-A-F-A-BUBE 400Y 50Hz",{"v":1637,"d":"1,637"},"F1"]
[96438849,"Насос GRUNDFOS","TP 100-30/4-A-F-A-RUUE 1x230 50Hz",{"v":1778,"d":"1,778"},"F1"]
[96438888,"Насос GRUNDFOS","TP 100-30/4-A-F-A-RUUE 400Y 50Hz",{"v":1664,"d":"1,664"},"F1"]
[96402602,"Насос GRUNDFOS","TP 100-30/4-A-F-Z-BUBE 1x230 50Hz",{"v":3361,"d":"3,361"},"F1"]
[96402614,"Насос GRUNDFOS","TP 100-30/4-A-F-Z-BUBE 400Y 50Hz",{"v":3242,"d":"3,242"},"F1"]
[96109177,"Насос GRUNDFOS","TP 100-310/2-A-F-A-BAQE 400D 50Hz",{"v":3696,"d":"3,696"},"F1"]
[96109185,"Насос GRUNDFOS","TP 100-310/2-A-F-A-GQQE 400D 50Hz",{"v":3751,"d":"3,751"},"F1"]
[96109209,"Насос GRUNDFOS","TP 100-310/2-A-F-B-BAQE 400D 50Hz",{"v":4118,"d":"4,118"},"F1"]
[96162082,"Насос GRUNDFOS","TP 100-320/4 A-F-A-DBUE 3x400D/690Y 50Hz",{"v":12667,"d":"12,667"},"F1"]
[96109291,"Насос GRUNDFOS","TP 100-330/4-A-F-A-BAQE 400D 50Hz",{"v":4318,"d":"4,318"},"F1"]
[96109300,"Насос GRUNDFOS","TP 100-330/4-A-F-A-GQQE 400D 50Hz",{"v":4407,"d":"4,407"},"F1"]
[96109327,"Насос GRUNDFOS","TP 100-330/4-A-F-B-BAQE 400D 50Hz",{"v":5452,"d":"5,452"},"F1"]
[96109178,"Насос GRUNDFOS","TP 100-360/2-A-F-A-BAQE 400D 50Hz",{"v":4487,"d":"4,487"},"F1"]
[96109186,"Насос GRUNDFOS","TP 100-360/2-A-F-A-GQQE 400D 50Hz",{"v":4543,"d":"4,543"},"F1"]
[96109210,"Насос GRUNDFOS","TP 100-360/2-A-F-B-BAQE 400D 50Hz",{"v":4910,"d":"4,910"},"F1"]
[96109292,"Насос GRUNDFOS","TP 100-370/4-A-F-A-BAQE 400D 50Hz",{"v":5076,"d":"5,076"},"F1"]
[96109301,"Насос GRUNDFOS","TP 100-370/4-A-F-A-GQQE 400D 50Hz",{"v":5166,"d":"5,166"},"F1"]
[96109328,"Насос GRUNDFOS","TP 100-370/4-A-F-B-BAQE 400D 50Hz",{"v":6207,"d":"6,207"},"F1"]
[96162083,"Насос GRUNDFOS","TP 100-380/4 A-F-A-DBUE 3x400D/690Y 50Hz",{"v":13015,"d":"13,015"},"F1"]
[96109179,"Насос GRUNDFOS","TP 100-390/2-A-F-A-BAQE 400D 50Hz",{"v":5121,"d":"5,121"},"F1"]
[96109187,"Насос GRUNDFOS","TP 100-390/2-A-F-A-GQQE 400D 50Hz",{"v":5177,"d":"5,177"},"F1"]
[96109211,"Насос GRUNDFOS","TP 100-390/2-A-F-B-BAQE 400D 50Hz",{"v":5543,"d":"5,543"},"F1"]
[96109293,"Насос GRUNDFOS","TP 100-410/4-A-F-A-BAQE 400D 50Hz",{"v":5688,"d":"5,688"},"F1"]
[96109302,"Насос GRUNDFOS","TP 100-410/4-A-F-A-GQQE 400D 50Hz",{"v":5779,"d":"5,779"},"F1"]
[96109329,"Насос GRUNDFOS","TP 100-410/4-A-F-B-BAQE 400D 50Hz",{"v":6816,"d":"6,816"},"F1"]
[96162084,"Насос GRUNDFOS","TP 100-420/4 A-F-A-DBUE 3x400D/690Y 50Hz",{"v":13438,"d":"13,438"},"F1"]
[96109180,"Насос GRUNDFOS","TP 100-480/2-A-F-A-BAQE 400D 50Hz",{"v":5808,"d":"5,808"},"F1"]
[96109188,"Насос GRUNDFOS","TP 100-480/2-A-F-A-GQQE 400D 50Hz",{"v":5896,"d":"5,896"},"F1"]
[96109212,"Насос GRUNDFOS","TP 100-480/2-A-F-B-BAQE 400D 50Hz",{"v":6430,"d":"6,430"},"F1"]
[96402620,"Насос GRUNDFOS","TP 100-60/4-A-F-A-BUBE 1x230 50Hz",{"v":1856,"d":"1,856"},"F1"]
[96402628,"Насос GRUNDFOS","TP 100-60/4-A-F-A-BUBE 400Y 50Hz",{"v":1730,"d":"1,730"},"F1"]
[96438853,"Насос GRUNDFOS","TP 100-60/4-A-F-A-RUUE 1x230 50Hz",{"v":1883,"d":"1,883"},"F1"]
[96438890,"Насос GRUNDFOS","TP 100-60/4-A-F-A-RUUE 400Y 50Hz",{"v":1755,"d":"1,755"},"F1"]
[96402670,"Насос GRUNDFOS","TP 100-60/4-A-F-Z-BUBE 1x230 50Hz",{"v":3556,"d":"3,556"},"F1"]
[96402674,"Насос GRUNDFOS","TP 100-60/4-A-F-Z-BUBE 400Y 50Hz",{"v":3426,"d":"3,426"},"F1"]
[96384312,"Насос GRUNDFOS","TP 100-70/4-A-F-A-BAQE 1x230 50Hz",{"v":2097,"d":"2,097"},"F1"]
[96109033,"Насос GRUNDFOS","TP 100-70/4-A-F-A-BAQE 400Y 50Hz",{"v":1968,"d":"1,968"},"F1"]
[96384314,"Насос GRUNDFOS","TP 100-70/4-A-F-A-GQQE 1x230 50Hz",{"v":2153,"d":"2,153"},"F1"]
[96109043,"Насос GRUNDFOS","TP 100-70/4-A-F-A-GQQE 400Y 50Hz",{"v":2024,"d":"2,024"},"F1"]
[96109073,"Насос GRUNDFOS","TP 100-70/4-A-F-B-BAQE 400Y 50Hz",{"v":2379,"d":"2,379"},"F1"]
[96109285,"Насос GRUNDFOS","TP 100-90/4-A-F-A-BAQE 400D 50Hz",{"v":2134,"d":"2,134"},"F1"]
[96109294,"Насос GRUNDFOS","TP 100-90/4-A-F-A-GQQE 400D 50Hz",{"v":2190,"d":"2,190"},"F1"]
[96109321,"Насос GRUNDFOS","TP 100-90/4-A-F-B-BAQE 400D 50Hz",{"v":2544,"d":"2,544"},"F1"]
[95045992,"Насос GRUNDFOS","TP 125-100/4-A-F-A-BAQE 400D 50Hz",{"v":2806,"d":"2,806"},"F1"]
[97927238,"Насос GRUNDFOS","TP 125-100/4-A-F-A-GQQE 400D 50Hz",{"v":2861,"d":"2,861"},"F1"]
[97927097,"Насос GRUNDFOS","TP 125-100/4-A-F-B-BAQE 400D 50Hz",{"v":3346,"d":"3,346"},"F1"]
[96109721,"Насос GRUNDFOS","TP 125-110/6-A-F-A-BAQE 400D 50Hz",{"v":3368,"d":"3,368"},"F1"]
[96109726,"Насос GRUNDFOS","TP 125-110/6-A-F-A-GQQE 400D 50Hz",{"v":3458,"d":"3,458"},"F1"]
[96109741,"Насос GRUNDFOS","TP 125-110/6-A-F-B-BAQE 400D 50Hz",{"v":4153,"d":"4,153"},"F1"]
[96109524,"Насос GRUNDFOS","TP 125-130/4-A-F-A-BAQE 400D 50Hz",{"v":2976,"d":"2,976"},"F1"]
[96109532,"Насос GRUNDFOS","TP 125-130/4-A-F-A-GQQE 400D 50Hz",{"v":3065,"d":"3,065"},"F1"]
[96109556,"Насос GRUNDFOS","TP 125-130/4-A-F-B-BAQE 400D 50Hz",{"v":3717,"d":"3,717"},"F1"]
[96109722,"Насос GRUNDFOS","TP 125-140/6-A-F-A-BAQE 400D 50Hz",{"v":3808,"d":"3,808"},"F1"]
[96109727,"Насос GRUNDFOS","TP 125-140/6-A-F-A-GQQE 400D 50Hz",{"v":3897,"d":"3,897"},"F1"]
[96109742,"Насос GRUNDFOS","TP 125-140/6-A-F-B-BAQE 400D 50Hz",{"v":5080,"d":"5,080"},"F1"]
[96109525,"Насос GRUNDFOS","TP 125-160/4-A-F-A-BAQE 400D 50Hz",{"v":3939,"d":"3,939"},"F1"]
[96109533,"Насос GRUNDFOS","TP 125-160/4-A-F-A-GQQE 400D 50Hz",{"v":4028,"d":"4,028"},"F1"]
[96109557,"Насос GRUNDFOS","TP 125-160/4-A-F-B-BAQE 400D 50Hz",{"v":4676,"d":"4,676"},"F1"]
[96109723,"Насос GRUNDFOS","TP 125-170/6-A-F-A-BAQE 400D 50Hz",{"v":4979,"d":"4,979"},"F1"]
[96109728,"Насос GRUNDFOS","TP 125-170/6-A-F-A-GQQE 400D 50Hz",{"v":5069,"d":"5,069"},"F1"]
[96109743,"Насос GRUNDFOS","TP 125-170/6-A-F-B-BAQE 400D 50Hz",{"v":6251,"d":"6,251"},"F1"]
[96109526,"Насос GRUNDFOS","TP 125-210/4-A-F-A-BAQE 400D 50Hz",{"v":4044,"d":"4,044"},"F1"]
[96109534,"Насос GRUNDFOS","TP 125-210/4-A-F-A-GQQE 400D 50Hz",{"v":4133,"d":"4,133"},"F1"]
[96109558,"Насос GRUNDFOS","TP 125-210/4-A-F-B-BAQE 400D 50Hz",{"v":4746,"d":"4,746"},"F1"]
[96109527,"Насос GRUNDFOS","TP 125-250/4-A-F-A-BAQE 400D 50Hz",{"v":4477,"d":"4,477"},"F1"]
[96109535,"Насос GRUNDFOS","TP 125-250/4-A-F-A-GQQE 400D 50Hz",{"v":4566,"d":"4,566"},"F1"]
[96109559,"Насос GRUNDFOS","TP 125-250/4-A-F-B-BAQE 400D 50Hz",{"v":5173,"d":"5,173"},"F1"]
[96109528,"Насос GRUNDFOS","TP 125-320/4-A-F-A-BAQE 400D 50Hz",{"v":5200,"d":"5,200"},"F1"]
[96109536,"Насос GRUNDFOS","TP 125-320/4-A-F-A-GQQE 400D 50Hz",{"v":5288,"d":"5,288"},"F1"]
[96109560,"Насос GRUNDFOS","TP 125-320/4-A-F-B-BAQE 400D 50Hz",{"v":6359,"d":"6,359"},"F1"]
[96109529,"Насос GRUNDFOS","TP 125-360/4-A-F-A-BAQE 400D 50Hz",{"v":5777,"d":"5,777"},"F1"]
[96109537,"Насос GRUNDFOS","TP 125-360/4-A-F-A-GQQE 400D 50Hz",{"v":5866,"d":"5,866"},"F1"]
[96109561,"Насос GRUNDFOS","TP 125-360/4-A-F-B-BAQE 400D 50Hz",{"v":6928,"d":"6,928"},"F1"]
[96109530,"Насос GRUNDFOS","TP 125-420/4-A-F-A-BAQE 400D 50Hz",{"v":6355,"d":"6,355"},"F1"]
[96109538,"Насос GRUNDFOS","TP 125-420/4-A-F-A-GQQE 400D 50Hz",{"v":6443,"d":"6,443"},"F1"]
[96109562,"Насос GRUNDFOS","TP 125-420/4-A-F-B-BAQE 400D 50Hz",{"v":7497,"d":"7,497"},"F1"]
[96109635,"Насос GRUNDFOS","TP 125-60/6-A-F-A-BAQE 400Y 50Hz",{"v":2489,"d":"2,489"},"F1"]
[96109641,"Насос GRUNDFOS","TP 125-60/6-A-F-A-GQQE 400Y 50Hz",{"v":2579,"d":"2,579"},"F1"]
[96109659,"Насос GRUNDFOS","TP 125-60/6-A-F-B-BAQE 400Y 50Hz",{"v":3253,"d":"3,253"},"F1"]
[95046249,"Насос GRUNDFOS","TP 125-70/4-A-F-A-BAQE 400D 50Hz",{"v":2211,"d":"2,211"},"F1"]
[97927240,"Насос GRUNDFOS","TP 125-70/4-A-F-A-GQQE 400D 50Hz",{"v":2267,"d":"2,267"},"F1"]
[97927099,"Насос GRUNDFOS","TP 125-70/4-A-F-B-BAQE 400D 50Hz",{"v":2751,"d":"2,751"},"F1"]
[96109719,"Насос GRUNDFOS","TP 125-70/6-A-F-A-BAQE 400D 50Hz",{"v":2636,"d":"2,636"},"F1"]
[96109724,"Насос GRUNDFOS","TP 125-70/6-A-F-A-GQQE 400D 50Hz",{"v":2726,"d":"2,726"},"F1"]
[96109739,"Насос GRUNDFOS","TP 125-70/6-A-F-B-BAQE 400D 50Hz",{"v":3399,"d":"3,399"},"F1"]
[95046248,"Насос GRUNDFOS","TP 125-90/4-A-F-A-BAQE 400D 50Hz",{"v":2449,"d":"2,449"},"F1"]
[97927239,"Насос GRUNDFOS","TP 125-90/4-A-F-A-GQQE 400D 50Hz",{"v":2506,"d":"2,506"},"F1"]
[97927098,"Насос GRUNDFOS","TP 125-90/4-A-F-B-BAQE 400D 50Hz",{"v":2990,"d":"2,990"},"F1"]
[96109720,"Насос GRUNDFOS","TP 125-90/6-A-F-A-BAQE 400D 50Hz",{"v":3075,"d":"3,075"},"F1"]
[96109725,"Насос GRUNDFOS","TP 125-90/6-A-F-A-GQQE 400D 50Hz",{"v":3165,"d":"3,165"},"F1"]
[96109740,"Насос GRUNDFOS","TP 125-90/6-A-F-B-BAQE 400D 50Hz",{"v":3859,"d":"3,859"},"F1"]
[95046255,"Насос GRUNDFOS","TP 150-100/4-A-F-A-BAQE 400D 50Hz",{"v":3403,"d":"3,403"},"F1"]
[97927243,"Насос GRUNDFOS","TP 150-100/4-A-F-A-GQQE 400D 50Hz",{"v":3493,"d":"3,493"},"F1"]
[97927102,"Насос GRUNDFOS","TP 150-100/4-A-F-B-BAQE 400D 50Hz",{"v":4209,"d":"4,209"},"F1"]
[96109988,"Насос GRUNDFOS","TP 150-110/6-A-F-A-BAQE 400D 50Hz",{"v":4100,"d":"4,100"},"F1"]
[96109992,"Насос GRUNDFOS","TP 150-110/6-A-F-A-GQQE 400D 50Hz",{"v":4190,"d":"4,190"},"F1"]
[96110004,"Насос GRUNDFOS","TP 150-110/6-A-F-B-BAQE 400D 50Hz",{"v":5075,"d":"5,075"},"F1"]
[95046254,"Насос GRUNDFOS","TP 150-140/4-A-F-A-BAQE 400D 50Hz",{"v":4422,"d":"4,422"},"F1"]
[97927242,"Насос GRUNDFOS","TP 150-140/4-A-F-A-GQQE 400D 50Hz",{"v":4512,"d":"4,512"},"F1"]
[97927101,"Насос GRUNDFOS","TP 150-140/4-A-F-B-BAQE 400D 50Hz",{"v":5228,"d":"5,228"},"F1"]
[95045993,"Насос GRUNDFOS","TP 150-150/4-A-F-A-BAQE 400D 50Hz",{"v":4746,"d":"4,746"},"F1"]
[97927241,"Насос GRUNDFOS","TP 150-150/4-A-F-A-GQQE 400D 50Hz",{"v":4836,"d":"4,836"},"F1"]
[97927100,"Насос GRUNDFOS","TP 150-150/4-A-F-B-BAQE 400D 50Hz",{"v":5552,"d":"5,552"},"F1"]
[96109861,"Насос GRUNDFOS","TP 150-200/4-A-F-A-BAQE 400D 50Hz",{"v":5106,"d":"5,106"},"F1"]
[96109866,"Насос GRUNDFOS","TP 150-200/4-A-F-A-GQQE 400D 50Hz",{"v":5195,"d":"5,195"},"F1"]
[96109881,"Насос GRUNDFOS","TP 150-200/4-A-F-B-BAQE 400D 50Hz",{"v":6047,"d":"6,047"},"F1"]
[96109862,"Насос GRUNDFOS","TP 150-220/4-A-F-A-BAQE 400D 50Hz",{"v":5719,"d":"5,719"},"F1"]
[96109867,"Насос GRUNDFOS","TP 150-220/4-A-F-A-GQQE 400D 50Hz",{"v":5808,"d":"5,808"},"F1"]
[96109882,"Насос GRUNDFOS","TP 150-220/4-A-F-B-BAQE 400D 50Hz",{"v":6657,"d":"6,657"},"F1"]
[96109863,"Насос GRUNDFOS","TP 150-250/4-A-F-A-BAQE 400D 50Hz",{"v":6184,"d":"6,184"},"F1"]
[96109868,"Насос GRUNDFOS","TP 150-250/4-A-F-A-GQQE 400D 50Hz",{"v":6275,"d":"6,275"},"F1"]
[96109883,"Насос GRUNDFOS","TP 150-250/4-A-F-B-BAQE 400D 50Hz",{"v":7121,"d":"7,121"},"F1"]
[96306003,"Насос GRUNDFOS","TP 150-260/4-A-F-A-BAQE 400D 50Hz",{"v":6324,"d":"6,324"},"F1"]
[96306176,"Насос GRUNDFOS","TP 150-260/4-A-F-A-GQQE 400D 50Hz",{"v":6526,"d":"6,526"},"F1"]
[96306095,"Насос GRUNDFOS","TP 150-260/4-A-F-B-BAQE 400D 50Hz",{"v":7681,"d":"7,681"},"F1"]
[96306002,"Насос GRUNDFOS","TP 150-280/4-A-F-A-BAQE 400D 50Hz",{"v":6703,"d":"6,703"},"F1"]
[96306175,"Насос GRUNDFOS","TP 150-280/4-A-F-A-GQQE 400D 50Hz",{"v":6904,"d":"6,904"},"F1"]
[96306094,"Насос GRUNDFOS","TP 150-280/4-A-F-B-BAQE 400D 50Hz",{"v":8061,"d":"8,061"},"F1"]
[96306001,"Насос GRUNDFOS","TP 150-340/4-A-F-A-BAQE 400D 50Hz",{"v":7589,"d":"7,589"},"F1"]
[96306174,"Насос GRUNDFOS","TP 150-340/4-A-F-A-GQQE 400D 50Hz",{"v":7790,"d":"7,790"},"F1"]
[96306093,"Насос GRUNDFOS","TP 150-340/4-A-F-B-BAQE 400D 50Hz",{"v":8947,"d":"8,947"},"F1"]
[96306000,"Насос GRUNDFOS","TP 150-390/4-A-F-A-BAQE 400D 50Hz",{"v":8853,"d":"8,853"},"F1"]
[96306173,"Насос GRUNDFOS","TP 150-390/4-A-F-A-GQQE 400D 50Hz",{"v":9055,"d":"9,055"},"F1"]
[96306092,"Насос GRUNDFOS","TP 150-390/4-A-F-B-BAQE 400D 50Hz",{"v":10210,"d":"10,210"},"F1"]
[96162102,"Насос GRUNDFOS","TP 150-430/4 A-F-A-DBUE 3x400D/690Y 50Hz",{"v":20213,"d":"20,213"},"F1"]
[95045994,"Насос GRUNDFOS","TP 150-450/4-A-F-A-BAQE 400D 50Hz",{"v":10449,"d":"10,449"},"F1"]
[97927247,"Насос GRUNDFOS","TP 150-450/4-A-F-A-GQQE 400D 50Hz",{"v":10650,"d":"10,650"},"F1"]
[97927106,"Насос GRUNDFOS","TP 150-450/4-A-F-B-BAQE 400D 50Hz",{"v":12517,"d":"12,517"},"F1"]
[95046263,"Насос GRUNDFOS","TP 150-520/4-A-F-A-BAQE 400D 50Hz",{"v":11259,"d":"11,259"},"F1"]
[97927246,"Насос GRUNDFOS","TP 150-520/4-A-F-A-GQQE 400D 50Hz",{"v":11461,"d":"11,461"},"F1"]
[97927105,"Насос GRUNDFOS","TP 150-520/4-A-F-B-BAQE 400D 50Hz",{"v":13328,"d":"13,328"},"F1"]
[96162103,"Насос GRUNDFOS","TP 150-530/4 A-F-A-DBUE 3x400D/690Y 50Hz",{"v":21476,"d":"21,476"},"F1"]
[96109985,"Насос GRUNDFOS","TP 150-60/6-A-F-A-BAQE 400D 50Hz",{"v":2900,"d":"2,900"},"F1"]
[96109989,"Насос GRUNDFOS","TP 150-60/6-A-F-A-GQQE 400D 50Hz",{"v":2989,"d":"2,989"},"F1"]
[96110001,"Насос GRUNDFOS","TP 150-60/6-A-F-B-BAQE 400D 50Hz",{"v":3875,"d":"3,875"},"F1"]
[95045995,"Насос GRUNDFOS","TP 150-660/4-A-F-A-BAQE 400D 50Hz",{"v":12960,"d":"12,960"},"F1"]
[97927245,"Насос GRUNDFOS","TP 150-660/4-A-F-A-GQQE 400D 50Hz",{"v":13162,"d":"13,162"},"F1"]
[97927104,"Насос GRUNDFOS","TP 150-660/4-A-F-B-BAQE 400D 50Hz",{"v":15029,"d":"15,029"},"F1"]
[96109986,"Насос GRUNDFOS","TP 150-70/6-A-F-A-BAQE 400D 50Hz",{"v":3339,"d":"3,339"},"F1"]
[96109990,"Насос GRUNDFOS","TP 150-70/6-A-F-A-GQQE 400D 50Hz",{"v":3429,"d":"3,429"},"F1"]
[96110002,"Насос GRUNDFOS","TP 150-70/6-A-F-B-BAQE 400D 50Hz",{"v":4314,"d":"4,314"},"F1"]
[96109987,"Насос GRUNDFOS","TP 150-90/6-A-F-A-BAQE 400D 50Hz",{"v":3661,"d":"3,661"},"F1"]
[96109991,"Насос GRUNDFOS","TP 150-90/6-A-F-A-GQQE 400D 50Hz",{"v":3751,"d":"3,751"},"F1"]
[96110003,"Насос GRUNDFOS","TP 150-90/6-A-F-B-BAQE 400D 50Hz",{"v":4636,"d":"4,636"},"F1"]
[95046269,"Насос GRUNDFOS","TP 200-130/4-A-F-A-BAQE 400D 50Hz",{"v":5776,"d":"5,776"},"F1"]
[97927249,"Насос GRUNDFOS","TP 200-130/4-A-F-A-GQQE 400D 50Hz",{"v":5866,"d":"5,866"},"F1"]
[97927108,"Насос GRUNDFOS","TP 200-130/4-A-F-B-BAQE 400D 50Hz",{"v":6646,"d":"6,646"},"F1"]
[95045996,"Насос GRUNDFOS","TP 200-150/4-A-F-A-BAQE 400D 50Hz",{"v":6007,"d":"6,007"},"F1"]
[97927248,"Насос GRUNDFOS","TP 200-150/4-A-F-A-GQQE 400D 50Hz",{"v":6097,"d":"6,097"},"F1"]
[97927107,"Насос GRUNDFOS","TP 200-150/4-A-F-B-BAQE 400D 50Hz",{"v":6877,"d":"6,877"},"F1"]
[95046282,"Насос GRUNDFOS","TP 200-160/4-A-F-A-BAQE 400D 50Hz",{"v":6007,"d":"6,007"},"F1"]
[97927257,"Насос GRUNDFOS","TP 200-160/4-A-F-A-GQQE 400D 50Hz",{"v":6208,"d":"6,208"},"F1"]
[97927116,"Насос GRUNDFOS","TP 200-160/4-A-F-B-BAQE 400D 50Hz",{"v":7386,"d":"7,386"},"F1"]
[95046281,"Насос GRUNDFOS","TP 200-190/4-A-F-A-BAQE 400D 50Hz",{"v":6320,"d":"6,320"},"F1"]
[97927256,"Насос GRUNDFOS","TP 200-190/4-A-F-A-GQQE 400D 50Hz",{"v":6521,"d":"6,521"},"F1"]
[97927115,"Насос GRUNDFOS","TP 200-190/4-A-F-B-BAQE 400D 50Hz",{"v":7698,"d":"7,698"},"F1"]
[95046280,"Насос GRUNDFOS","TP 200-200/4-A-F-A-BAQE 400D 50Hz",{"v":6741,"d":"6,741"},"F1"]
[97927255,"Насос GRUNDFOS","TP 200-200/4-A-F-A-GQQE 400D 50Hz",{"v":6943,"d":"6,943"},"F1"]
[97927114,"Насос GRUNDFOS","TP 200-200/4-A-F-B-BAQE 400D 50Hz",{"v":8119,"d":"8,119"},"F1"]
[95046279,"Насос GRUNDFOS","TP 200-240/4-A-F-A-BAQE 400D 50Hz",{"v":8361,"d":"8,361"},"F1"]
[97927254,"Насос GRUNDFOS","TP 200-240/4-A-F-A-GQQE 400D 50Hz",{"v":8563,"d":"8,563"},"F1"]
[97927113,"Насос GRUNDFOS","TP 200-240/4-A-F-B-BAQE 400D 50Hz",{"v":9739,"d":"9,739"},"F1"]
[96162108,"Насос GRUNDFOS","TP 200-260/4 A-F-A-DBUE 3x400D/690Y 50Hz",{"v":18189,"d":"18,189"},"F1"]
[96306008,"Насос GRUNDFOS","TP 200-270/4-A-F-A-BAQE 400D 50Hz",{"v":10624,"d":"10,624"},"F1"]
[96306181,"Насос GRUNDFOS","TP 200-270/4-A-F-A-GQQE 400D 50Hz",{"v":11029,"d":"11,029"},"F1"]
[96306100,"Насос GRUNDFOS","TP 200-270/4-A-F-B-BAQE 400D 50Hz",{"v":12512,"d":"12,512"},"F1"]
[96162109,"Насос GRUNDFOS","TP 200-280/4 A-F-A-DBUE 3x400D/690Y 50Hz",{"v":18811,"d":"18,811"},"F1"]
[95045997,"Насос GRUNDFOS","TP 200-290/4-A-F-A-BAQE 400D 50Hz",{"v":10070,"d":"10,070"},"F1"]
[97927253,"Насос GRUNDFOS","TP 200-290/4-A-F-A-GQQE 400D 50Hz",{"v":10271,"d":"10,271"},"F1"]
[97927112,"Насос GRUNDFOS","TP 200-290/4-A-F-B-BAQE 400D 50Hz",{"v":11448,"d":"11,448"},"F1"]
[96306007,"Насос GRUNDFOS","TP 200-320/4-A-F-A-BAQE 400D 50Hz",{"v":11636,"d":"11,636"},"F1"]
[96306180,"Насос GRUNDFOS","TP 200-320/4-A-F-A-GQQE 400D 50Hz",{"v":12041,"d":"12,041"},"F1"]
[96306099,"Насос GRUNDFOS","TP 200-320/4-A-F-B-BAQE 400D 50Hz",{"v":13524,"d":"13,524"},"F1"]
[96306020,"Насос GRUNDFOS","TP 200-330/4-A-F-A-BAQE 400D 50Hz",{"v":10371,"d":"10,371"},"F1"]
[96306193,"Насос GRUNDFOS","TP 200-330/4-A-F-A-GQQE 400D 50Hz",{"v":10776,"d":"10,776"},"F1"]
[96306112,"Насос GRUNDFOS","TP 200-330/4-A-F-B-BAQE 400D 50Hz",{"v":12863,"d":"12,863"},"F1"]
[96306019,"Насос GRUNDFOS","TP 200-360/4-A-F-A-BAQE 400D 50Hz",{"v":11003,"d":"11,003"},"F1"]
[96306192,"Насос GRUNDFOS","TP 200-360/4-A-F-A-GQQE 400D 50Hz",{"v":11408,"d":"11,408"},"F1"]
[96306111,"Насос GRUNDFOS","TP 200-360/4-A-F-B-BAQE 400D 50Hz",{"v":13496,"d":"13,496"},"F1"]
[96162110,"Насос GRUNDFOS","TP 200-380/4 A-F-A-DBUE 45kW 3x400D EFF1",{"v":20339,"d":"20,339"},"F1"]
[96306018,"Насос GRUNDFOS","TP 200-400/4-A-F-A-BAQE 400D 50Hz",{"v":11889,"d":"11,889"},"F1"]
[96306191,"Насос GRUNDFOS","TP 200-400/4-A-F-A-GQQE 400D 50Hz",{"v":12294,"d":"12,294"},"F1"]
[96306110,"Насос GRUNDFOS","TP 200-400/4-A-F-B-BAQE 400D 50Hz",{"v":14380,"d":"14,380"},"F1"]
[96306006,"Насос GRUNDFOS","TP 200-410/4-A-F-A-BAQE 400D 50Hz",{"v":12901,"d":"12,901"},"F1"]
[96306179,"Насос GRUNDFOS","TP 200-410/4-A-F-A-GQQE 400D 50Hz",{"v":13306,"d":"13,306"},"F1"]
[96306098,"Насос GRUNDFOS","TP 200-410/4-A-F-B-BAQE 400D 50Hz",{"v":14788,"d":"14,788"},"F1"]
[96162111,"Насос GRUNDFOS","TP 200-420/4 A-F-A-DBUE 3x400D/690Y 50Hz",{"v":20787,"d":"20,787"},"F1"]
[96162112,"Насос GRUNDFOS","TP 200-450/4 A-F-A-DBUE 3x400D/690Y 50Hz",{"v":24369,"d":"24,369"},"F1"]
[96306017,"Насос GRUNDFOS","TP 200-470/4-A-F-A-BAQE 400D 50Hz",{"v":13407,"d":"13,407"},"F1"]
[96306190,"Насос GRUNDFOS","TP 200-470/4-A-F-A-GQQE 400D 50Hz",{"v":13812,"d":"13,812"},"F1"]
[96306109,"Насос GRUNDFOS","TP 200-470/4-A-F-B-BAQE 400D 50Hz",{"v":15898,"d":"15,898"},"F1"]
[95046272,"Насос GRUNDFOS","TP 200-50/4-A-F-A-BAQE 400D 50Hz",{"v":3727,"d":"3,727"},"F1"]
[97927252,"Насос GRUNDFOS","TP 200-50/4-A-F-A-GQQE 400D 50Hz",{"v":3817,"d":"3,817"},"F1"]
[97927111,"Насос GRUNDFOS","TP 200-50/4-A-F-B-BAQE 400D 50Hz",{"v":4597,"d":"4,597"},"F1"]
[96162113,"Насос GRUNDFOS","TP 200-510/4 A-F-A-DBUE 3x400D/690Y 50Hz",{"v":26305,"d":"26,305"},"F1"]
[95046271,"Насос GRUNDFOS","TP 200-70/4-A-F-A-BAQE 400D 50Hz",{"v":4121,"d":"4,121"},"F1"]
[97927251,"Насос GRUNDFOS","TP 200-70/4-A-F-A-GQQE 400D 50Hz",{"v":4211,"d":"4,211"},"F1"]
[97927110,"Насос GRUNDFOS","TP 200-70/4-A-F-B-BAQE 400D 50Hz",{"v":4990,"d":"4,990"},"F1"]
[95046270,"Насос GRUNDFOS","TP 200-90/4-A-F-A-BAQE 400D 50Hz",{"v":5058,"d":"5,058"},"F1"]
[97927250,"Насос GRUNDFOS","TP 200-90/4-A-F-A-GQQE 400D 50Hz",{"v":5148,"d":"5,148"},"F1"]
[97927109,"Насос GRUNDFOS","TP 200-90/4-A-F-B-BAQE 400D 50Hz",{"v":5928,"d":"5,928"},"F1"]
[96162116,"Насос GRUNDFOS","TP 250-270/4 A-F-A-DBUE 3x400D/690Y 50Hz",{"v":24410,"d":"24,410"},"F1"]
[96162117,"Насос GRUNDFOS","TP 250-320/4 A-F-A-DBUE 3x400D/690Y 50Hz",{"v":25160,"d":"25,160"},"F1"]
[96162118,"Насос GRUNDFOS","TP 250-370/4 A-F-A-DBUE 3x400D/690Y 50Hz",{"v":26661,"d":"26,661"},"F1"]
[98346588,"Насос GRUNDFOS","TP 25-50/2-A-O-A-BUBE 1x230 50Hz",412,"F1"]
[98346569,"Насос GRUNDFOS","TP 25-50/2-A-O-A-BUBE 400Y 50Hz",359,"F1"]
[98346589,"Насос GRUNDFOS","TP 25-50/2-A-O-A-GQQE 1x230 50Hz",454,"F1"]
[98346570,"Насос GRUNDFOS","TP 25-50/2-A-O-A-GQQE 400Y 50Hz",400,"F1"]
[98346633,"Насос GRUNDFOS","TP 25-50/2-A-O-I-BUBE 1x230 50Hz",773,"F1"]
[98346613,"Насос GRUNDFOS","TP 25-50/2-A-O-I-BUBE 400Y 50Hz",719,"F1"]
[98346597,"Насос GRUNDFOS","TP 25-80/2-A-O-A-BUBE 1x230 50Hz",458,"F1"]
[98299810,"Насос GRUNDFOS","TP 25-80/2-A-O-A-BUBE 400Y 50Hz",404,"F1"]
[98346598,"Насос GRUNDFOS","TP 25-80/2-A-O-A-GQQE 1x230 50Hz",495,"F1"]
[98346575,"Насос GRUNDFOS","TP 25-80/2-A-O-A-GQQE 400Y 50Hz",441,"F1"]
[98346640,"Насос GRUNDFOS","TP 25-80/2-A-O-I-BUBE 1x230 50Hz",954,"F1"]
[98346621,"Насос GRUNDFOS","TP 25-80/2-A-O-I-BUBE 400Y 50Hz",867,"F1"]
[98346605,"Насос GRUNDFOS","TP 25-90/2-A-O-A-BUBE 1x230 50Hz",562,"F1"]
[98299861,"Насос GRUNDFOS","TP 25-90/2-A-O-A-BUBE 400Y 50Hz",446,"F1"]
[98346606,"Насос GRUNDFOS","TP 25-90/2-A-O-A-GQQE 1x230 50Hz",604,"F1"]
[98346581,"Насос GRUNDFOS","TP 25-90/2-A-O-A-GQQE 400Y 50Hz",488,"F1"]
[96384204,"Насос GRUNDFOS","TP 32-100/4-A-F-A-BAQE 1x230 50Hz",{"v":1127,"d":"1,127"},"F1"]
[96086734,"Насос GRUNDFOS","TP 32-100/4-A-F-A-BAQE 400Y 50Hz",{"v":1009,"d":"1,009"},"F1"]
[96384206,"Насос GRUNDFOS","TP 32-100/4-A-F-A-GQQE 1x230 50Hz",{"v":1184,"d":"1,184"},"F1"]
[96086737,"Насос GRUNDFOS","TP 32-100/4-A-F-A-GQQE 400Y 50Hz",{"v":1066,"d":"1,066"},"F1"]
[96086743,"Насос GRUNDFOS","TP 32-100/4-A-F-B-BAQE 400Y 50Hz",{"v":1238,"d":"1,238"},"F1"]
[96401848,"Насос GRUNDFOS","TP 32-120/2-A-F-A-BUBE 1x230 50Hz",791,"F1"]
[96401852,"Насос GRUNDFOS","TP 32-120/2-A-F-A-BUBE 400Y 50Hz",674,"F1"]
[96438817,"Насос GRUNDFOS","TP 32-120/2-A-F-A-RUUE 1x230 50Hz",815,"F1"]
[96438865,"Насос GRUNDFOS","TP 32-120/2-A-F-A-RUUE 400Y 50Hz",699,"F1"]
[96401862,"Насос GRUNDFOS","TP 32-120/2-A-F-Z-BUBE 1x230 50Hz",{"v":1450,"d":"1,450"},"F1"]
[96401866,"Насос GRUNDFOS","TP 32-120/2-A-F-Z-BUBE 400Y 50Hz",{"v":1334,"d":"1,334"},"F1"]
[96384210,"Насос GRUNDFOS","TP 32-120/4-A-F-A-BAQE 1x230 50Hz",{"v":1162,"d":"1,162"},"F1"]
[96086735,"Насос GRUNDFOS","TP 32-120/4-A-F-A-BAQE 400Y 50Hz",{"v":1043,"d":"1,043"},"F1"]
[96384212,"Насос GRUNDFOS","TP 32-120/4-A-F-A-GQQE 1x230 50Hz",{"v":1217,"d":"1,217"},"F1"]
[96086738,"Насос GRUNDFOS","TP 32-120/4-A-F-A-GQQE 400Y 50Hz",{"v":1099,"d":"1,099"},"F1"]
[96086744,"Насос GRUNDFOS","TP 32-120/4-A-F-B-BAQE 400Y 50Hz",{"v":1325,"d":"1,325"},"F1"]
[96463643,"Насос GRUNDFOS","TP 32-150/2-A-F-A-BUBE 1x230 50Hz",791,"F1"]
[96463646,"Насос GRUNDFOS","TP 32-150/2-A-F-A-BUBE 400Y 50Hz",674,"F1"]
[96463665,"Насос GRUNDFOS","TP 32-150/2-A-F-A-RUUE 1x230 50Hz",815,"F1"]
[96463666,"Насос GRUNDFOS","TP 32-150/2-A-F-A-RUUE 400Y 50Hz",699,"F1"]
[96463667,"Насос GRUNDFOS","TP 32-150/2-A-F-Z-BUBE 1x230 50Hz",{"v":1450,"d":"1,450"},"F1"]
[96463671,"Насос GRUNDFOS","TP 32-150/2-A-F-Z-BUBE 400Y 50Hz",{"v":1334,"d":"1,334"},"F1"]
[96463701,"Насос GRUNDFOS","TP 32-180/2-A-F-A-BUBE 1x230 50Hz",880,"F1"]
[96463702,"Насос GRUNDFOS","TP 32-180/2-A-F-A-BUBE 400Y 50Hz",764,"F1"]
[96463707,"Насос GRUNDFOS","TP 32-180/2-A-F-A-RUUE 1x230 50Hz",905,"F1"]
[96463708,"Насос GRUNDFOS","TP 32-180/2-A-F-A-RUUE 400Y 50Hz",788,"F1"]
[96463710,"Насос GRUNDFOS","TP 32-180/2-A-F-Z-BUBE 1x230 50Hz",{"v":1627,"d":"1,627"},"F1"]
[96463711,"Насос GRUNDFOS","TP 32-180/2-A-F-Z-BUBE 400Y 50Hz",{"v":1513,"d":"1,513"},"F1"]
[96384216,"Насос GRUNDFOS","TP 32-200/2-A-F-A-BAQE 1x230 50Hz",{"v":1158,"d":"1,158"},"F1"]
[96086661,"Насос GRUNDFOS","TP 32-200/2-A-F-A-BAQE 400Y 50Hz",{"v":1030,"d":"1,030"},"F1"]
[96384218,"Насос GRUNDFOS","TP 32-200/2-A-F-A-GQQE 1x230 50Hz",{"v":1215,"d":"1,215"},"F1"]
[96086667,"Насос GRUNDFOS","TP 32-200/2-A-F-A-GQQE 400Y 50Hz",{"v":1086,"d":"1,086"},"F1"]
[96086679,"Насос GRUNDFOS","TP 32-200/2-A-F-B-BAQE 400Y 50Hz",{"v":1257,"d":"1,257"},"F1"]
[96463719,"Насос GRUNDFOS","TP 32-230/2-A-F-A-BUBE 1x230 50Hz",979,"F1"]
[96463721,"Насос GRUNDFOS","TP 32-230/2-A-F-A-BUBE 400Y 50Hz",853,"F1"]
[96463726,"Насос GRUNDFOS","TP 32-230/2-A-F-A-RUUE 1x230 50Hz",{"v":1005,"d":"1,005"},"F1"]
[96463727,"Насос GRUNDFOS","TP 32-230/2-A-F-A-RUUE 400Y 50Hz",878,"F1"]
[96463729,"Насос GRUNDFOS","TP 32-230/2-A-F-Z-BUBE 1x230 50Hz",{"v":1818,"d":"1,818"},"F1"]
[96463731,"Насос GRUNDFOS","TP 32-230/2-A-F-Z-BUBE 400Y 50Hz",{"v":1691,"d":"1,691"},"F1"]
[96384222,"Насос GRUNDFOS","TP 32-250/2-A-F-A-BAQE 1x230 50Hz",{"v":1278,"d":"1,278"},"F1"]
[96086662,"Насос GRUNDFOS","TP 32-250/2-A-F-A-BAQE 400Y 50Hz",{"v":1149,"d":"1,149"},"F1"]
[96384224,"Насос GRUNDFOS","TP 32-250/2-A-F-A-GQQE 1x230 50Hz",{"v":1333,"d":"1,333"},"F1"]
[96086668,"Насос GRUNDFOS","TP 32-250/2-A-F-A-GQQE 400Y 50Hz",{"v":1204,"d":"1,204"},"F1"]
[96086680,"Насос GRUNDFOS","TP 32-250/2-A-F-B-BAQE 400Y 50Hz",{"v":1377,"d":"1,377"},"F1"]
[96401742,"Насос GRUNDFOS","TP 32-30/4-A-F-A-BUBE 1x230 50Hz",558,"F1"]
[96401746,"Насос GRUNDFOS","TP 32-30/4-A-F-A-BUBE 400Y 50Hz",504,"F1"]
[96438815,"Насос GRUNDFOS","TP 32-30/4-A-F-A-RUUE 1x230 50Hz",582,"F1"]
[96438863,"Насос GRUNDFOS","TP 32-30/4-A-F-A-RUUE 400Y 50Hz",529,"F1"]
[96401754,"Насос GRUNDFOS","TP 32-30/4-A-F-Z-BUBE 1x230 50Hz",{"v":1052,"d":"1,052"},"F1"]
[96401769,"Насос GRUNDFOS","TP 32-30/4-A-F-Z-BUBE 400Y 50Hz",998,"F1"]
[96086769,"Насос GRUNDFOS","TP 32-320/2-A-F-A-BAQE 400D 50Hz",{"v":1241,"d":"1,241"},"F1"]
[96086773,"Насос GRUNDFOS","TP 32-320/2-A-F-A-GQQE 400D 50Hz",{"v":1298,"d":"1,298"},"F1"]
[96086781,"Насос GRUNDFOS","TP 32-320/2-A-F-B-BAQE 400D 50Hz",{"v":1469,"d":"1,469"},"F1"]
[96086770,"Насос GRUNDFOS","TP 32-380/2-A-F-A-BAQE 400D 50Hz",{"v":1346,"d":"1,346"},"F1"]
[96086774,"Насос GRUNDFOS","TP 32-380/2-A-F-A-GQQE 400D 50Hz",{"v":1402,"d":"1,402"},"F1"]
[96086782,"Насос GRUNDFOS","TP 32-380/2-A-F-B-BAQE 400D 50Hz",{"v":1575,"d":"1,575"},"F1"]
[96463864,"Насос GRUNDFOS","TP 32-40/4-A-F-A-BUBE 1x230 50Hz",726,"F1"]
[96491974,"Насос GRUNDFOS","TP 32-40/4-A-F-A-BUBE 400Y 50Hz",611,"F1"]
[96463868,"Насос GRUNDFOS","TP 32-40/4-A-F-A-RUUE 1x230 50Hz",751,"F1"]
[96491976,"Насос GRUNDFOS","TP 32-40/4-A-F-A-RUUE 400Y 50Hz",635,"F1"]
[96463870,"Насос GRUNDFOS","TP 32-40/4-A-F-Z-BUBE 1x230 50Hz",{"v":1326,"d":"1,326"},"F1"]
[96491977,"Насос GRUNDFOS","TP 32-40/4-A-F-Z-BUBE 400Y 50Hz",{"v":1209,"d":"1,209"},"F1"]
[96086771,"Насос GRUNDFOS","TP 32-460/2-A-F-A-BAQE 400D 50Hz",{"v":1386,"d":"1,386"},"F1"]
[96086775,"Насос GRUNDFOS","TP 32-460/2-A-F-A-GQQE 400D 50Hz",{"v":1443,"d":"1,443"},"F1"]
[96086783,"Насос GRUNDFOS","TP 32-460/2-A-F-B-BAQE 400D 50Hz",{"v":1667,"d":"1,667"},"F1"]
[98346591,"Насос GRUNDFOS","TP 32-50/2-A-O-A-BUBE 1x230 50Hz",492,"F1"]
[98346571,"Насос GRUNDFOS","TP 32-50/2-A-O-A-BUBE 400Y 50Hz",438,"F1"]
[98346592,"Насос GRUNDFOS","TP 32-50/2-A-O-A-GQQE 1x230 50Hz",533,"F1"]
[98346572,"Насос GRUNDFOS","TP 32-50/2-A-O-A-GQQE 400Y 50Hz",479,"F1"]
[98346635,"Насос GRUNDFOS","TP 32-50/2-A-O-I-BUBE 1x230 50Hz",931,"F1"]
[98346616,"Насос GRUNDFOS","TP 32-50/2-A-O-I-BUBE 400Y 50Hz",877,"F1"]
[96086772,"Насос GRUNDFOS","TP 32-580/2-A-F-A-BAQE 400D 50Hz",{"v":1715,"d":"1,715"},"F1"]
[96086776,"Насос GRUNDFOS","TP 32-580/2-A-F-A-GQQE 400D 50Hz",{"v":1772,"d":"1,772"},"F1"]
[96086784,"Насос GRUNDFOS","TP 32-580/2-A-F-B-BAQE 400D 50Hz",{"v":1997,"d":"1,997"},"F1"]
[96401814,"Насос GRUNDFOS","TP 32-60/2-A-F-A-BUBE 1x230 50Hz",654,"F1"]
[96401823,"Насос GRUNDFOS","TP 32-60/2-A-F-A-BUBE 400Y 50Hz",538,"F1"]
[96438816,"Насос GRUNDFOS","TP 32-60/2-A-F-A-RUUE 1x230 50Hz",679,"F1"]
[96438864,"Насос GRUNDFOS","TP 32-60/2-A-F-A-RUUE 400Y 50Hz",563,"F1"]
[96401831,"Насос GRUNDFOS","TP 32-60/2-A-F-Z-BUBE 1x230 50Hz",{"v":1180,"d":"1,180"},"F1"]
[96401835,"Насос GRUNDFOS","TP 32-60/2-A-F-Z-BUBE 400Y 50Hz",{"v":1064,"d":"1,064"},"F1"]
[96463876,"Насос GRUNDFOS","TP 32-60/4-A-F-A-BUBE 1x230 50Hz",741,"F1"]
[96492020,"Насос GRUNDFOS","TP 32-60/4-A-F-A-BUBE 400Y 50Hz",625,"F1"]
[96463880,"Насос GRUNDFOS","TP 32-60/4-A-F-A-RUUE 1x230 50Hz",766,"F1"]
[96492022,"Насос GRUNDFOS","TP 32-60/4-A-F-A-RUUE 400Y 50Hz",650,"F1"]
[96463882,"Насос GRUNDFOS","TP 32-60/4-A-F-Z-BUBE 1x230 50Hz",{"v":1355,"d":"1,355"},"F1"]
[96492023,"Насос GRUNDFOS","TP 32-60/4-A-F-Z-BUBE 400Y 50Hz",{"v":1238,"d":"1,238"},"F1"]
[98346600,"Насос GRUNDFOS","TP 32-80/2-A-O-A-BUBE 1x230 50Hz",583,"F1"]
[98346576,"Насос GRUNDFOS","TP 32-80/2-A-O-A-BUBE 400Y 50Hz",495,"F1"]
[98346601,"Насос GRUNDFOS","TP 32-80/2-A-O-A-GQQE 1x230 50Hz",618,"F1"]
[98346577,"Насос GRUNDFOS","TP 32-80/2-A-O-A-GQQE 400Y 50Hz",508,"F1"]
[96384198,"Насос GRUNDFOS","TP 32-80/4-A-F-A-BAQE 1x230 50Hz",{"v":1108,"d":"1,108"},"F1"]
[96086733,"Насос GRUNDFOS","TP 32-80/4-A-F-A-BAQE 400Y 50Hz",990,"F1"]
[96384200,"Насос GRUNDFOS","TP 32-80/4-A-F-A-GQQE 1x230 50Hz",{"v":1164,"d":"1,164"},"F1"]
[96086736,"Насос GRUNDFOS","TP 32-80/4-A-F-A-GQQE 400Y 50Hz",{"v":1045,"d":"1,045"},"F1"]
[96086742,"Насос GRUNDFOS","TP 32-80/4-A-F-B-BAQE 400Y 50Hz",{"v":1218,"d":"1,218"},"F1"]
[98346607,"Насос GRUNDFOS","TP 32-90/2-A-O-A-BUBE 1x230 50Hz",618,"F1"]
[98346583,"Насос GRUNDFOS","TP 32-90/2-A-O-A-BUBE 400Y 50Hz",508,"F1"]
[98346608,"Насос GRUNDFOS","TP 32-90/2-A-O-A-GQQE 1x230 50Hz",666,"F1"]
[98346584,"Насос GRUNDFOS","TP 32-90/2-A-O-A-GQQE 400Y 50Hz",544,"F1"]
[98346648,"Насос GRUNDFOS","TP 32-90/2-A-O-I-BUBE 1x230 50Hz",{"v":1140,"d":"1,140"},"F1"]
[98346630,"Насос GRUNDFOS","TP 32-90/2-A-O-I-BUBE 400Y 50Hz",{"v":1020,"d":"1,020"},"F1"]
[96384228,"Насос GRUNDFOS","TP 40-100/4-A-F-A-BAQE 1x230 50Hz",{"v":1253,"d":"1,253"},"F1"]
[96086877,"Насос GRUNDFOS","TP 40-100/4-A-F-A-BAQE 400Y 50Hz",{"v":1135,"d":"1,135"},"F1"]
[96384230,"Насос GRUNDFOS","TP 40-100/4-A-F-A-GQQE 1x230 50Hz",{"v":1309,"d":"1,309"},"F1"]
[96086880,"Насос GRUNDFOS","TP 40-100/4-A-F-A-GQQE 400Y 50Hz",{"v":1191,"d":"1,191"},"F1"]
[96086886,"Насос GRUNDFOS","TP 40-100/4-A-F-B-BAQE 400Y 50Hz",{"v":1390,"d":"1,390"},"F1"]
[96401953,"Насос GRUNDFOS","TP 40-120/2-A-F-A-BUBE 1x230 50Hz",884,"F1"]
[96401957,"Насос GRUNDFOS","TP 40-120/2-A-F-A-BUBE 400Y 50Hz",768,"F1"]
[96438822,"Насос GRUNDFOS","TP 40-120/2-A-F-A-RUUE 1x230 50Hz",909,"F1"]
[96438869,"Насос GRUNDFOS","TP 40-120/2-A-F-A-RUUE 400Y 50Hz",794,"F1"]
[96401969,"Насос GRUNDFOS","TP 40-120/2-A-F-Z-BUBE 1x230 50Hz",{"v":1637,"d":"1,637"},"F1"]
[96401973,"Насос GRUNDFOS","TP 40-120/2-A-F-Z-BUBE 400Y 50Hz",{"v":1521,"d":"1,521"},"F1"]
[96384234,"Насос GRUNDFOS","TP 40-130/4-A-F-A-BAQE 1x230 50Hz",{"v":1277,"d":"1,277"},"F1"]
[96086878,"Насос GRUNDFOS","TP 40-130/4-A-F-A-BAQE 400Y 50Hz",{"v":1150,"d":"1,150"},"F1"]
[96384236,"Насос GRUNDFOS","TP 40-130/4-A-F-A-GQQE 1x230 50Hz",{"v":1333,"d":"1,333"},"F1"]
[96086881,"Насос GRUNDFOS","TP 40-130/4-A-F-A-GQQE 400Y 50Hz",{"v":1206,"d":"1,206"},"F1"]
[96086887,"Насос GRUNDFOS","TP 40-130/4-A-F-B-BAQE 400Y 50Hz",{"v":1453,"d":"1,453"},"F1"]
[96384240,"Насос GRUNDFOS","TP 40-160/4-A-F-A-BAQE 1x230 50Hz",{"v":1460,"d":"1,460"},"F1"]
[96086879,"Насос GRUNDFOS","TP 40-160/4-A-F-A-BAQE 400Y 50Hz",{"v":1333,"d":"1,333"},"F1"]
[96384242,"Насос GRUNDFOS","TP 40-160/4-A-F-A-GQQE 1x230 50Hz",{"v":1516,"d":"1,516"},"F1"]
[96086882,"Насос GRUNDFOS","TP 40-160/4-A-F-A-GQQE 400Y 50Hz",{"v":1388,"d":"1,388"},"F1"]
[96086888,"Насос GRUNDFOS","TP 40-160/4-A-F-B-BAQE 400Y 50Hz",{"v":1636,"d":"1,636"},"F1"]
[96401986,"Насос GRUNDFOS","TP 40-180/2-A-F-A-BUBE 1x230 50Hz",{"v":1027,"d":"1,027"},"F1"]
[96401990,"Насос GRUNDFOS","TP 40-180/2-A-F-A-BUBE 400Y 50Hz",910,"F1"]
[96438823,"Насос GRUNDFOS","TP 40-180/2-A-F-A-RUUE 1x230 50Hz",{"v":1052,"d":"1,052"},"F1"]
[96438870,"Насос GRUNDFOS","TP 40-180/2-A-F-A-RUUE 400Y 50Hz",935,"F1"]
[96401998,"Насос GRUNDFOS","TP 40-180/2-A-F-Z-BUBE 1x230 50Hz",{"v":1920,"d":"1,920"},"F1"]
[96402002,"Насос GRUNDFOS","TP 40-180/2-A-F-Z-BUBE 400Y 50Hz",{"v":1804,"d":"1,804"},"F1"]
[96463768,"Насос GRUNDFOS","TP 40-190/2-A-F-A-BUBE 1x230 50Hz",{"v":1067,"d":"1,067"},"F1"]
[96463769,"Насос GRUNDFOS","TP 40-190/2-A-F-A-BUBE 400Y 50Hz",940,"F1"]
[96463774,"Насос GRUNDFOS","TP 40-190/2-A-F-A-RUUE 1x230 50Hz",{"v":1091,"d":"1,091"},"F1"]
[96463775,"Насос GRUNDFOS","TP 40-190/2-A-F-A-RUUE 400Y 50Hz",966,"F1"]
[96463777,"Насос GRUNDFOS","TP 40-190/2-A-F-Z-BUBE 1x230 50Hz",{"v":1990,"d":"1,990"},"F1"]
[96463778,"Насос GRUNDFOS","TP 40-190/2-A-F-Z-BUBE 400Y 50Hz",{"v":1863,"d":"1,863"},"F1"]
[96463786,"Насос GRUNDFOS","TP 40-230/2-A-F-A-BUBE 1x230 50Hz",{"v":1097,"d":"1,097"},"F1"]
[96463788,"Насос GRUNDFOS","TP 40-230/2-A-F-A-BUBE 400Y 50Hz",971,"F1"]
[96463794,"Насос GRUNDFOS","TP 40-230/2-A-F-A-RUUE 1x230 50Hz",{"v":1122,"d":"1,122"},"F1"]
[96463796,"Насос GRUNDFOS","TP 40-230/2-A-F-A-RUUE 400Y 50Hz",996,"F1"]
[96463798,"Насос GRUNDFOS","TP 40-230/2-A-F-Z-BUBE 1x230 50Hz",{"v":2048,"d":"2,048"},"F1"]
[96463800,"Насос GRUNDFOS","TP 40-230/2-A-F-Z-BUBE 400Y 50Hz",{"v":1922,"d":"1,922"},"F1"]
[96086913,"Насос GRUNDFOS","TP 40-240/2-A-F-A-BAQE 400D 50Hz",{"v":1320,"d":"1,320"},"F1"]
[96086918,"Насос GRUNDFOS","TP 40-240/2-A-F-A-GQQE 400D 50Hz",{"v":1376,"d":"1,376"},"F1"]
[96086928,"Насос GRUNDFOS","TP 40-240/2-A-F-B-BAQE 400D 50Hz",{"v":1574,"d":"1,574"},"F1"]
[96463815,"Насос GRUNDFOS","TP 40-270/2-A-F-A-BUBE 1x230 50Hz",{"v":1186,"d":"1,186"},"F1"]
[96463816,"Насос GRUNDFOS","TP 40-270/2-A-F-A-BUBE 400Y 50Hz",{"v":1059,"d":"1,059"},"F1"]
[96463821,"Насос GRUNDFOS","TP 40-270/2-A-F-A-RUUE 1x230 50Hz",{"v":1211,"d":"1,211"},"F1"]
[96463822,"Насос GRUNDFOS","TP 40-270/2-A-F-A-RUUE 400Y 50Hz",{"v":1084,"d":"1,084"},"F1"]
[96463824,"Насос GRUNDFOS","TP 40-270/2-A-F-Z-BUBE 1x230 50Hz",{"v":2225,"d":"2,225"},"F1"]
[96463825,"Насос GRUNDFOS","TP 40-270/2-A-F-Z-BUBE 400Y 50Hz",{"v":2097,"d":"2,097"},"F1"]
[96401879,"Насос GRUNDFOS","TP 40-30/4-A-F-A-BUBE 1x230 50Hz",656,"F1"]
[96401883,"Насос GRUNDFOS","TP 40-30/4-A-F-A-BUBE 400Y 50Hz",603,"F1"]
[96438818,"Насос GRUNDFOS","TP 40-30/4-A-F-A-RUUE 1x230 50Hz",681,"F1"]
[96438866,"Насос GRUNDFOS","TP 40-30/4-A-F-A-RUUE 400Y 50Hz",627,"F1"]
[96401891,"Насос GRUNDFOS","TP 40-30/4-A-F-Z-BUBE 1x230 50Hz",{"v":1246,"d":"1,246"},"F1"]
[96401895,"Насос GRUNDFOS","TP 40-30/4-A-F-Z-BUBE 400Y 50Hz",{"v":1193,"d":"1,193"},"F1"]
[96086914,"Насос GRUNDFOS","TP 40-300/2-A-F-A-BAQE 400D 50Hz",{"v":1399,"d":"1,399"},"F1"]
[96086919,"Насос GRUNDFOS","TP 40-300/2-A-F-A-GQQE 400D 50Hz",{"v":1455,"d":"1,455"},"F1"]
[96086929,"Насос GRUNDFOS","TP 40-300/2-A-F-B-BAQE 400D 50Hz",{"v":1652,"d":"1,652"},"F1"]
[96086915,"Насос GRUNDFOS","TP 40-360/2-A-F-A-BAQE 400D 50Hz",{"v":1584,"d":"1,584"},"F1"]
[96086920,"Насос GRUNDFOS","TP 40-360/2-A-F-A-GQQE 400D 50Hz",{"v":1640,"d":"1,640"},"F1"]
[96086930,"Насос GRUNDFOS","TP 40-360/2-A-F-B-BAQE 400D 50Hz",{"v":1838,"d":"1,838"},"F1"]
[96086916,"Насос GRUNDFOS","TP 40-470/2-A-F-A-BAQE 400D 50Hz",{"v":2038,"d":"2,038"},"F1"]
[96086921,"Насос GRUNDFOS","TP 40-470/2-A-F-A-GQQE 400D 50Hz",{"v":2094,"d":"2,094"},"F1"]
[96086931,"Насос GRUNDFOS","TP 40-470/2-A-F-B-BAQE 400D 50Hz",{"v":2341,"d":"2,341"},"F1"]
[98346594,"Насос GRUNDFOS","TP 40-50/2-A-F-A-BUBE 1x230 50Hz",590,"F1"]
[98346573,"Насос GRUNDFOS","TP 40-50/2-A-F-A-BUBE 400Y 50Hz",536,"F1"]
[98346595,"Насос GRUNDFOS","TP 40-50/2-A-F-A-GQQE 1x230 50Hz",624,"F1"]
[98346574,"Насос GRUNDFOS","TP 40-50/2-A-F-A-GQQE 400Y 50Hz",572,"F1"]
[98346637,"Насос GRUNDFOS","TP 40-50/2-A-F-I-BUBE 1x230 50Hz",{"v":1154,"d":"1,154"},"F1"]
[98346619,"Насос GRUNDFOS","TP 40-50/2-A-F-I-BUBE 400Y 50Hz",{"v":1101,"d":"1,101"},"F1"]
[96086917,"Насос GRUNDFOS","TP 40-580/2-A-F-A-BAQE 400D 50Hz",{"v":2169,"d":"2,169"},"F1"]
[96086922,"Насос GRUNDFOS","TP 40-580/2-A-F-A-GQQE 400D 50Hz",{"v":2224,"d":"2,224"},"F1"]
[96086932,"Насос GRUNDFOS","TP 40-580/2-A-F-B-BAQE 400D 50Hz",{"v":2472,"d":"2,472"},"F1"]
[96401924,"Насос GRUNDFOS","TP 40-60/2-A-F-A-BUBE 1x230 50Hz",727,"F1"]
[96401928,"Насос GRUNDFOS","TP 40-60/2-A-F-A-BUBE 400Y 50Hz",612,"F1"]
[96438821,"Насос GRUNDFOS","TP 40-60/2-A-F-A-RUUE 1x230 50Hz",753,"F1"]
[96438868,"Насос GRUNDFOS","TP 40-60/2-A-F-A-RUUE 400Y 50Hz",636,"F1"]
[96401936,"Насос GRUNDFOS","TP 40-60/2-A-F-Z-BUBE 1x230 50Hz",{"v":1327,"d":"1,327"},"F1"]
[96401940,"Насос GRUNDFOS","TP 40-60/2-A-F-Z-BUBE 400Y 50Hz",{"v":1211,"d":"1,211"},"F1"]
[96401903,"Насос GRUNDFOS","TP 40-60/4-A-F-A-BUBE 1x230 50Hz",856,"F1"]
[96401907,"Насос GRUNDFOS","TP 40-60/4-A-F-A-BUBE 400Y 50Hz",740,"F1"]
[96438819,"Насос GRUNDFOS","TP 40-60/4-A-F-A-RUUE 1x230 50Hz",881,"F1"]
[96438867,"Насос GRUNDFOS","TP 40-60/4-A-F-A-RUUE 400Y 50Hz",765,"F1"]
[96401909,"Насос GRUNDFOS","TP 40-60/4-A-F-Z-BUBE 1x230 50Hz",{"v":1581,"d":"1,581"},"F1"]
[96401913,"Насос GRUNDFOS","TP 40-60/4-A-F-Z-BUBE 400Y 50Hz",{"v":1466,"d":"1,466"},"F1"]
[98346602,"Насос GRUNDFOS","TP 40-80/2-A-F-A-BUBE 1x230 50Hz",728,"F1"]
[98346579,"Насос GRUNDFOS","TP 40-80/2-A-F-A-BUBE 400Y 50Hz",612,"F1"]
[98346603,"Насос GRUNDFOS","TP 40-80/2-A-F-A-GQQE 1x230 50Hz",769,"F1"]
[98346580,"Насос GRUNDFOS","TP 40-80/2-A-F-A-GQQE 400Y 50Hz",649,"F1"]
[98346646,"Насос GRUNDFOS","TP 40-80/2-A-F-I-BUBE 1x230 50Hz",{"v":1359,"d":"1,359"},"F1"]
[98346627,"Насос GRUNDFOS","TP 40-80/2-A-F-I-BUBE 400Y 50Hz",{"v":1311,"d":"1,311"},"F1"]
[98346610,"Насос GRUNDFOS","TP 40-90/2-A-F-A-BUBE 1x230 50Hz",769,"F1"]
[98346585,"Насос GRUNDFOS","TP 40-90/2-A-F-A-BUBE 400Y 50Hz",653,"F1"]
[98346611,"Насос GRUNDFOS","TP 40-90/2-A-F-A-GQQE 1x230 50Hz",804,"F1"]
[98346586,"Насос GRUNDFOS","TP 40-90/2-A-F-A-GQQE 400Y 50Hz",696,"F1"]
[96463902,"Насос GRUNDFOS","TP 40-90/4-A-F-A-BUBE 1x230 50Hz",857,"F1"]
[96492025,"Насос GRUNDFOS","TP 40-90/4-A-F-A-BUBE 400Y 50Hz",741,"F1"]
[96463906,"Насос GRUNDFOS","TP 40-90/4-A-F-A-RUUE 1x230 50Hz",882,"F1"]
[96492029,"Насос GRUNDFOS","TP 40-90/4-A-F-A-RUUE 400Y 50Hz",759,"F1"]
[96463914,"Насос GRUNDFOS","TP 40-90/4-A-F-Z-BUBE 1x230 50Hz",{"v":1584,"d":"1,584"},"F1"]
[96492030,"Насос GRUNDFOS","TP 40-90/4-A-F-Z-BUBE 400Y 50Hz",{"v":1469,"d":"1,469"},"F1"]
[96384252,"Насос GRUNDFOS","TP 50-110/4-A-F-A-BAQE 1x230 50Hz",{"v":1466,"d":"1,466"},"F1"]
[96087106,"Насос GRUNDFOS","TP 50-110/4-A-F-A-BAQE 400Y 50Hz",{"v":1338,"d":"1,338"},"F1"]
[96384254,"Насос GRUNDFOS","TP 50-110/4-A-F-A-GQQE 1x230 50Hz",{"v":1521,"d":"1,521"},"F1"]
[96087112,"Насос GRUNDFOS","TP 50-110/4-A-F-A-GQQE 400Y 50Hz",{"v":1394,"d":"1,394"},"F1"]
[96087124,"Насос GRUNDFOS","TP 50-110/4-A-F-B-BAQE 400Y 50Hz",{"v":1683,"d":"1,683"},"F1"]
[96402112,"Насос GRUNDFOS","TP 50-120/2-A-F-A-BUBE 1x230 50Hz",{"v":1070,"d":"1,070"},"F1"]
[96402116,"Насос GRUNDFOS","TP 50-120/2-A-F-A-BUBE 400Y 50Hz",945,"F1"]
[96438829,"Насос GRUNDFOS","TP 50-120/2-A-F-A-RUUE 1x230 50Hz",{"v":1094,"d":"1,094"},"F1"]
[96438874,"Насос GRUNDFOS","TP 50-120/2-A-F-A-RUUE 400Y 50Hz",969,"F1"]
[96402126,"Насос GRUNDFOS","TP 50-120/2-A-F-Z-BUBE 1x230 50Hz",{"v":1997,"d":"1,997"},"F1"]
[96402130,"Насос GRUNDFOS","TP 50-120/2-A-F-Z-BUBE 400Y 50Hz",{"v":1871,"d":"1,871"},"F1"]
[96384258,"Насос GRUNDFOS","TP 50-130/4-A-F-A-BAQE 1x230 50Hz",{"v":1489,"d":"1,489"},"F1"]
[96087107,"Насос GRUNDFOS","TP 50-130/4-A-F-A-BAQE 400Y 50Hz",{"v":1362,"d":"1,362"},"F1"]
[96384260,"Насос GRUNDFOS","TP 50-130/4-A-F-A-GQQE 1x230 50Hz",{"v":1546,"d":"1,546"},"F1"]
[96087113,"Насос GRUNDFOS","TP 50-130/4-A-F-A-GQQE 400Y 50Hz",{"v":1417,"d":"1,417"},"F1"]
[96087125,"Насос GRUNDFOS","TP 50-130/4-A-F-B-BAQE 400Y 50Hz",{"v":1707,"d":"1,707"},"F1"]
[96384270,"Насос GRUNDFOS","TP 50-160/2-A-F-A-BAQE 1x230 50Hz",{"v":1300,"d":"1,300"},"F1"]
[96086973,"Насос GRUNDFOS","TP 50-160/2-A-F-A-BAQE 400Y 50Hz",{"v":1170,"d":"1,170"},"F1"]
[96384272,"Насос GRUNDFOS","TP 50-160/2-A-F-A-GQQE 1x230 50Hz",{"v":1354,"d":"1,354"},"F1"]
[96086984,"Насос GRUNDFOS","TP 50-160/2-A-F-A-GQQE 400Y 50Hz",{"v":1226,"d":"1,226"},"F1"]
[96087006,"Насос GRUNDFOS","TP 50-160/2-A-F-B-BAQE 400Y 50Hz",{"v":1347,"d":"1,347"},"F1"]
[96384264,"Насос GRUNDFOS","TP 50-160/4-A-F-A-BAQE 1x230 50Hz",{"v":1514,"d":"1,514"},"F1"]
[96087108,"Насос GRUNDFOS","TP 50-160/4-A-F-A-BAQE 400Y 50Hz",{"v":1385,"d":"1,385"},"F1"]
[96384266,"Насос GRUNDFOS","TP 50-160/4-A-F-A-GQQE 1x230 50Hz",{"v":1568,"d":"1,568"},"F1"]
[96087114,"Насос GRUNDFOS","TP 50-160/4-A-F-A-GQQE 400Y 50Hz",{"v":1441,"d":"1,441"},"F1"]
[96087126,"Насос GRUNDFOS","TP 50-160/4-A-F-B-BAQE 400Y 50Hz",{"v":1731,"d":"1,731"},"F1"]
[96402143,"Насос GRUNDFOS","TP 50-180/2-A-F-A-BUBE 1x230 50Hz",{"v":1192,"d":"1,192"},"F1"]
[96402148,"Насос GRUNDFOS","TP 50-180/2-A-F-A-BUBE 400Y 50Hz",{"v":1066,"d":"1,066"},"F1"]
[96438830,"Насос GRUNDFOS","TP 50-180/2-A-F-A-RUUE 1x230 50Hz",{"v":1217,"d":"1,217"},"F1"]
[96438875,"Насос GRUNDFOS","TP 50-180/2-A-F-A-RUUE 400Y 50Hz",{"v":1090,"d":"1,090"},"F1"]
[96402168,"Насос GRUNDFOS","TP 50-180/2-A-F-Z-BUBE 1x230 50Hz",{"v":2237,"d":"2,237"},"F1"]
[96402175,"Насос GRUNDFOS","TP 50-180/2-A-F-Z-BUBE 400Y 50Hz",{"v":2110,"d":"2,110"},"F1"]
[96384276,"Насос GRUNDFOS","TP 50-190/2-A-F-A-BAQE 1x230 50Hz",{"v":1396,"d":"1,396"},"F1"]
[96086974,"Насос GRUNDFOS","TP 50-190/2-A-F-A-BAQE 400Y 50Hz",{"v":1267,"d":"1,267"},"F1"]
[96384278,"Насос GRUNDFOS","TP 50-190/2-A-F-A-GQQE 1x230 50Hz",{"v":1452,"d":"1,452"},"F1"]
[96086985,"Насос GRUNDFOS","TP 50-190/2-A-F-A-GQQE 400Y 50Hz",{"v":1323,"d":"1,323"},"F1"]
[96087007,"Насос GRUNDFOS","TP 50-190/2-A-F-B-BAQE 400Y 50Hz",{"v":1444,"d":"1,444"},"F1"]
[96087285,"Насос GRUNDFOS","TP 50-190/4-A-F-A-BAQE 400D 50Hz",{"v":1452,"d":"1,452"},"F1"]
[96087287,"Насос GRUNDFOS","TP 50-190/4-A-F-A-GQQE 400D 50Hz",{"v":1509,"d":"1,509"},"F1"]
[96087291,"Насос GRUNDFOS","TP 50-190/4-A-F-B-BAQE 400D 50Hz",{"v":2107,"d":"2,107"},"F1"]
[96087286,"Насос GRUNDFOS","TP 50-230/4-A-F-A-BAQE 400D 50Hz",{"v":1588,"d":"1,588"},"F1"]
[96087288,"Насос GRUNDFOS","TP 50-230/4-A-F-A-GQQE 400D 50Hz",{"v":1642,"d":"1,642"},"F1"]
[96087292,"Насос GRUNDFOS","TP 50-230/4-A-F-B-BAQE 400D 50Hz",{"v":2241,"d":"2,241"},"F1"]
[96087177,"Насос GRUNDFOS","TP 50-240/2-A-F-A-BAQE 400D 50Hz",{"v":1326,"d":"1,326"},"F1"]
[96087186,"Насос GRUNDFOS","TP 50-240/2-A-F-A-GQQE 400D 50Hz",{"v":1381,"d":"1,381"},"F1"]
[96087204,"Насос GRUNDFOS","TP 50-240/2-A-F-B-BAQE 400D 50Hz",{"v":1502,"d":"1,502"},"F1"]
[96087178,"Насос GRUNDFOS","TP 50-290/2-A-F-A-BAQE 400D 50Hz",{"v":1412,"d":"1,412"},"F1"]
[96087187,"Насос GRUNDFOS","TP 50-290/2-A-F-A-GQQE 400D 50Hz",{"v":1470,"d":"1,470"},"F1"]
[96087205,"Насос GRUNDFOS","TP 50-290/2-A-F-B-BAQE 400D 50Hz",{"v":1591,"d":"1,591"},"F1"]
[96402017,"Насос GRUNDFOS","TP 50-30/4-A-F-A-BUBE 400Y 50Hz",751,"F1"]
[96438871,"Насос GRUNDFOS","TP 50-30/4-A-F-A-RUUE 400Y 50Hz",776,"F1"]
[96402033,"Насос GRUNDFOS","TP 50-30/4-A-F-Z-BUBE 400Y 50Hz",{"v":1487,"d":"1,487"},"F1"]
[96087179,"Насос GRUNDFOS","TP 50-360/2-A-F-A-BAQE 400D 50Hz",{"v":1623,"d":"1,623"},"F1"]
[96087188,"Насос GRUNDFOS","TP 50-360/2-A-F-A-GQQE 400D 50Hz",{"v":1681,"d":"1,681"},"F1"]
[96087206,"Насос GRUNDFOS","TP 50-360/2-A-F-B-BAQE 400D 50Hz",{"v":1877,"d":"1,877"},"F1"]
[96087180,"Насос GRUNDFOS","TP 50-430/2-A-F-A-BAQE 400D 50Hz",{"v":2148,"d":"2,148"},"F1"]
[96087189,"Насос GRUNDFOS","TP 50-430/2-A-F-A-GQQE 400D 50Hz",{"v":2205,"d":"2,205"},"F1"]
[96087207,"Насос GRUNDFOS","TP 50-430/2-A-F-B-BAQE 400D 50Hz",{"v":2402,"d":"2,402"},"F1"]
[96087181,"Насос GRUNDFOS","TP 50-440/2-A-F-A-BAQE 400D 50Hz",{"v":2221,"d":"2,221"},"F1"]
[96087190,"Насос GRUNDFOS","TP 50-440/2-A-F-A-GQQE 400D 50Hz",{"v":2277,"d":"2,277"},"F1"]
[96087208,"Насос GRUNDFOS","TP 50-440/2-A-F-B-BAQE 400D 50Hz",{"v":2567,"d":"2,567"},"F1"]
[96087182,"Насос GRUNDFOS","TP 50-570/2-A-F-A-BAQE 400D 50Hz",{"v":3006,"d":"3,006"},"F1"]
[96087191,"Насос GRUNDFOS","TP 50-570/2-A-F-A-GQQE 400D 50Hz",{"v":3060,"d":"3,060"},"F1"]
[96087209,"Насос GRUNDFOS","TP 50-570/2-A-F-B-BAQE 400D 50Hz",{"v":3354,"d":"3,354"},"F1"]
[96402079,"Насос GRUNDFOS","TP 50-60/2-A-F-A-BUBE 1x230 50Hz",885,"F1"]
[96402083,"Насос GRUNDFOS","TP 50-60/2-A-F-A-BUBE 400Y 50Hz",770,"F1"]
[96438828,"Насос GRUNDFOS","TP 50-60/2-A-F-A-RUUE 1x230 50Hz",910,"F1"]
[96438873,"Насос GRUNDFOS","TP 50-60/2-A-F-A-RUUE 400Y 50Hz",795,"F1"]
[96402093,"Насос GRUNDFOS","TP 50-60/2-A-F-Z-BUBE 1x230 50Hz",{"v":1640,"d":"1,640"},"F1"]
[96402097,"Насос GRUNDFOS","TP 50-60/2-A-F-Z-BUBE 400Y 50Hz",{"v":1524,"d":"1,524"},"F1"]
[96402041,"Насос GRUNDFOS","TP 50-60/4-A-F-A-BUBE 1x230 50Hz",{"v":1043,"d":"1,043"},"F1"]
[96402045,"Насос GRUNDFOS","TP 50-60/4-A-F-A-BUBE 400Y 50Hz",927,"F1"]
[96438826,"Насос GRUNDFOS","TP 50-60/4-A-F-A-RUUE 1x230 50Hz",{"v":1069,"d":"1,069"},"F1"]
[96438872,"Насос GRUNDFOS","TP 50-60/4-A-F-A-RUUE 400Y 50Hz",954,"F1"]
[96402047,"Насос GRUNDFOS","TP 50-60/4-A-F-Z-BUBE 1x230 50Hz",{"v":1953,"d":"1,953"},"F1"]
[96402051,"Насос GRUNDFOS","TP 50-60/4-A-F-Z-BUBE 400Y 50Hz",{"v":1838,"d":"1,838"},"F1"]
[96087183,"Насос GRUNDFOS","TP 50-710/2-A-F-A-BAQE 400D 50Hz",{"v":3220,"d":"3,220"},"F1"]
[96087192,"Насос GRUNDFOS","TP 50-710/2-A-F-A-GQQE 400D 50Hz",{"v":3276,"d":"3,276"},"F1"]
[96087210,"Насос GRUNDFOS","TP 50-710/2-A-F-B-BAQE 400D 50Hz",{"v":3874,"d":"3,874"},"F1"]
[96087184,"Насос GRUNDFOS","TP 50-830/2-A-F-A-BAQE 400D 50Hz",{"v":4038,"d":"4,038"},"F1"]
[96087193,"Насос GRUNDFOS","TP 50-830/2-A-F-A-GQQE 400D 50Hz",{"v":4095,"d":"4,095"},"F1"]
[96087211,"Насос GRUNDFOS","TP 50-830/2-A-F-B-BAQE 400D 50Hz",{"v":4692,"d":"4,692"},"F1"]
[96384246,"Насос GRUNDFOS","TP 50-90/4-A-F-A-BAQE 1x230 50Hz",{"v":1337,"d":"1,337"},"F1"]
[96087105,"Насос GRUNDFOS","TP 50-90/4-A-F-A-BAQE 400Y 50Hz",{"v":1219,"d":"1,219"},"F1"]
[96384248,"Насос GRUNDFOS","TP 50-90/4-A-F-A-GQQE 1x230 50Hz",{"v":1394,"d":"1,394"},"F1"]
[96087111,"Насос GRUNDFOS","TP 50-90/4-A-F-A-GQQE 400Y 50Hz",{"v":1276,"d":"1,276"},"F1"]
[96087123,"Насос GRUNDFOS","TP 50-90/4-A-F-B-BAQE 400Y 50Hz",{"v":1473,"d":"1,473"},"F1"]
[96087185,"Насос GRUNDFOS","TP 50-900/2-A-F-A-BAQE 400D 50Hz",{"v":4646,"d":"4,646"},"F1"]
[96087194,"Насос GRUNDFOS","TP 50-900/2-A-F-A-GQQE 400D 50Hz",{"v":4701,"d":"4,701"},"F1"]
[96087212,"Насос GRUNDFOS","TP 50-900/2-A-F-B-BAQE 400D 50Hz",{"v":5299,"d":"5,299"},"F1"]
[96384288,"Насос GRUNDFOS","TP 65-110/4-A-F-A-BAQE 1x230 50Hz",{"v":1554,"d":"1,554"},"F1"]
[96087430,"Насос GRUNDFOS","TP 65-110/4-A-F-A-BAQE 400Y 50Hz",{"v":1425,"d":"1,425"},"F1"]
[96384290,"Насос GRUNDFOS","TP 65-110/4-A-F-A-GQQE 1x230 50Hz",{"v":1610,"d":"1,610"},"F1"]
[96087436,"Насос GRUNDFOS","TP 65-110/4-A-F-A-GQQE 400Y 50Hz",{"v":1482,"d":"1,482"},"F1"]
[96087448,"Насос GRUNDFOS","TP 65-110/4-A-F-B-BAQE 400Y 50Hz",{"v":1823,"d":"1,823"},"F1"]
[96402289,"Насос GRUNDFOS","TP 65-120/2-A-F-A-BUBE 1x230 50Hz",{"v":1318,"d":"1,318"},"F1"]
[96402293,"Насос GRUNDFOS","TP 65-120/2-A-F-A-BUBE 400Y 50Hz",{"v":1190,"d":"1,190"},"F1"]
[96438836,"Насос GRUNDFOS","TP 65-120/2-A-F-A-RUUE 1x230 50Hz",{"v":1342,"d":"1,342"},"F1"]
[96438879,"Насос GRUNDFOS","TP 65-120/2-A-F-A-RUUE 400Y 50Hz",{"v":1216,"d":"1,216"},"F1"]
[96402307,"Насос GRUNDFOS","TP 65-120/2-A-F-Z-BUBE 1x230 50Hz",{"v":2485,"d":"2,485"},"F1"]
[96402311,"Насос GRUNDFOS","TP 65-120/2-A-F-Z-BUBE 400Y 50Hz",{"v":2358,"d":"2,358"},"F1"]
[96384294,"Насос GRUNDFOS","TP 65-130/4-A-F-A-BAQE 1x230 50Hz",{"v":1633,"d":"1,633"},"F1"]
[96087431,"Насос GRUNDFOS","TP 65-130/4-A-F-A-BAQE 400Y 50Hz",{"v":1506,"d":"1,506"},"F1"]
[96384296,"Насос GRUNDFOS","TP 65-130/4-A-F-A-GQQE 1x230 50Hz",{"v":1690,"d":"1,690"},"F1"]
[96087437,"Насос GRUNDFOS","TP 65-130/4-A-F-A-GQQE 400Y 50Hz",{"v":1560,"d":"1,560"},"F1"]
[96087449,"Насос GRUNDFOS","TP 65-130/4-A-F-B-BAQE 400Y 50Hz",{"v":1900,"d":"1,900"},"F1"]
[96087621,"Насос GRUNDFOS","TP 65-150/4-A-F-A-BAQE 400D 50Hz",{"v":1632,"d":"1,632"},"F1"]
[96087624,"Насос GRUNDFOS","TP 65-150/4-A-F-A-GQQE 400D 50Hz",{"v":1689,"d":"1,689"},"F1"]
[96087630,"Насос GRUNDFOS","TP 65-150/4-A-F-B-BAQE 400D 50Hz",{"v":2025,"d":"2,025"},"F1"]
[96087622,"Насос GRUNDFOS","TP 65-170/4-A-F-A-BAQE 400D 50Hz",{"v":1703,"d":"1,703"},"F1"]
[96087625,"Насос GRUNDFOS","TP 65-170/4-A-F-A-GQQE 400D 50Hz",{"v":1758,"d":"1,758"},"F1"]
[96087631,"Насос GRUNDFOS","TP 65-170/4-A-F-B-BAQE 400D 50Hz",{"v":2094,"d":"2,094"},"F1"]
[96402321,"Насос GRUNDFOS","TP 65-180/2-A-F-A-BUBE 1x230 50Hz",{"v":1422,"d":"1,422"},"F1"]
[96402325,"Насос GRUNDFOS","TP 65-180/2-A-F-A-BUBE 400Y 50Hz",{"v":1296,"d":"1,296"},"F1"]
[96438837,"Насос GRUNDFOS","TP 65-180/2-A-F-A-RUUE 1x230 50Hz",{"v":1447,"d":"1,447"},"F1"]
[96438880,"Насос GRUNDFOS","TP 65-180/2-A-F-A-RUUE 400Y 50Hz",{"v":1321,"d":"1,321"},"F1"]
[96402333,"Насос GRUNDFOS","TP 65-180/2-A-F-Z-BUBE 1x230 50Hz",{"v":2694,"d":"2,694"},"F1"]
[96402337,"Насос GRUNDFOS","TP 65-180/2-A-F-Z-BUBE 400Y 50Hz",{"v":2566,"d":"2,566"},"F1"]
[96087501,"Насос GRUNDFOS","TP 65-190/2-A-F-A-BAQE 400D 50Hz",{"v":1318,"d":"1,318"},"F1"]
[96087511,"Насос GRUNDFOS","TP 65-190/2-A-F-A-GQQE 400D 50Hz",{"v":1374,"d":"1,374"},"F1"]
[96087531,"Насос GRUNDFOS","TP 65-190/2-A-F-B-BAQE 400D 50Hz",{"v":1503,"d":"1,503"},"F1"]
[96087502,"Насос GRUNDFOS","TP 65-230/2-A-F-A-BAQE 400D 50Hz",{"v":1411,"d":"1,411"},"F1"]
[96087512,"Насос GRUNDFOS","TP 65-230/2-A-F-A-GQQE 400D 50Hz",{"v":1467,"d":"1,467"},"F1"]
[96087532,"Насос GRUNDFOS","TP 65-230/2-A-F-B-BAQE 400D 50Hz",{"v":1597,"d":"1,597"},"F1"]
[96087623,"Насос GRUNDFOS","TP 65-240/4-A-F-A-BAQE 400D 50Hz",{"v":1955,"d":"1,955"},"F1"]
[96087626,"Насос GRUNDFOS","TP 65-240/4-A-F-A-GQQE 400D 50Hz",{"v":2011,"d":"2,011"},"F1"]
[96087632,"Насос GRUNDFOS","TP 65-240/4-A-F-B-BAQE 400D 50Hz",{"v":2567,"d":"2,567"},"F1"]
[96087503,"Насос GRUNDFOS","TP 65-260/2-A-F-A-BAQE 400D 50Hz",{"v":1616,"d":"1,616"},"F1"]
[96087513,"Насос GRUNDFOS","TP 65-260/2-A-F-A-GQQE 400D 50Hz",{"v":1672,"d":"1,672"},"F1"]
[96087533,"Насос GRUNDFOS","TP 65-260/2-A-F-B-BAQE 400D 50Hz",{"v":1801,"d":"1,801"},"F1"]
[96402209,"Насос GRUNDFOS","TP 65-30/4-A-F-A-BUBE 1x230 50Hz",{"v":1060,"d":"1,060"},"F1"]
[96402213,"Насос GRUNDFOS","TP 65-30/4-A-F-A-BUBE 400Y 50Hz",945,"F1"]
[96438831,"Насос GRUNDFOS","TP 65-30/4-A-F-A-RUUE 1x230 50Hz",{"v":1084,"d":"1,084"},"F1"]
[96438876,"Насос GRUNDFOS","TP 65-30/4-A-F-A-RUUE 400Y 50Hz",969,"F1"]
[96402221,"Насос GRUNDFOS","TP 65-30/4-A-F-Z-BUBE 1x230 50Hz",{"v":1987,"d":"1,987"},"F1"]
[96402225,"Насос GRUNDFOS","TP 65-30/4-A-F-Z-BUBE 400Y 50Hz",{"v":1871,"d":"1,871"},"F1"]
[96087504,"Насос GRUNDFOS","TP 65-340/2-A-F-A-BAQE 400D 50Hz",{"v":2191,"d":"2,191"},"F1"]
[96087514,"Насос GRUNDFOS","TP 65-340/2-A-F-A-GQQE 400D 50Hz",{"v":2246,"d":"2,246"},"F1"]
[96087534,"Насос GRUNDFOS","TP 65-340/2-A-F-B-BAQE 400D 50Hz",{"v":2454,"d":"2,454"},"F1"]
[96087505,"Насос GRUNDFOS","TP 65-410/2-A-F-A-BAQE 400D 50Hz",{"v":2297,"d":"2,297"},"F1"]
[96087515,"Насос GRUNDFOS","TP 65-410/2-A-F-A-GQQE 400D 50Hz",{"v":2352,"d":"2,352"},"F1"]
[96087535,"Насос GRUNDFOS","TP 65-410/2-A-F-B-BAQE 400D 50Hz",{"v":2560,"d":"2,560"},"F1"]
[96087506,"Насос GRUNDFOS","TP 65-460/2-A-F-A-BAQE 400D 50Hz",{"v":3088,"d":"3,088"},"F1"]
[96087516,"Насос GRUNDFOS","TP 65-460/2-A-F-A-GQQE 400D 50Hz",{"v":3144,"d":"3,144"},"F1"]
[96087536,"Насос GRUNDFOS","TP 65-460/2-A-F-B-BAQE 400D 50Hz",{"v":3531,"d":"3,531"},"F1"]
[96087507,"Насос GRUNDFOS","TP 65-550/2-A-F-A-BAQE 400D 50Hz",{"v":3642,"d":"3,642"},"F1"]
[96087517,"Насос GRUNDFOS","TP 65-550/2-A-F-A-GQQE 400D 50Hz",{"v":3699,"d":"3,699"},"F1"]
[96087537,"Насос GRUNDFOS","TP 65-550/2-A-F-B-BAQE 400D 50Hz",{"v":4085,"d":"4,085"},"F1"]
[96402266,"Насос GRUNDFOS","TP 65-60/2-A-F-A-BUBE 1x230 50Hz",{"v":1114,"d":"1,114"},"F1"]
[96402270,"Насос GRUNDFOS","TP 65-60/2-A-F-A-BUBE 400Y 50Hz",947,"F1"]
[96438835,"Насос GRUNDFOS","TP 65-60/2-A-F-A-RUUE 1x230 50Hz",{"v":1139,"d":"1,139"},"F1"]
[96438878,"Насос GRUNDFOS","TP 65-60/2-A-F-A-RUUE 400Y 50Hz",971,"F1"]
[96402272,"Насос GRUNDFOS","TP 65-60/2-A-F-Z-BUBE 1x230 50Hz",{"v":2040,"d":"2,040"},"F1"]
[96402276,"Насос GRUNDFOS","TP 65-60/2-A-F-Z-BUBE 400Y 50Hz",{"v":1873,"d":"1,873"},"F1"]
[96402236,"Насос GRUNDFOS","TP 65-60/4-A-F-A-BUBE 1x230 50Hz",{"v":1247,"d":"1,247"},"F1"]
[96402240,"Насос GRUNDFOS","TP 65-60/4-A-F-A-BUBE 400Y 50Hz",{"v":1132,"d":"1,132"},"F1"]
[96438833,"Насос GRUNDFOS","TP 65-60/4-A-F-A-RUUE 1x230 50Hz",{"v":1272,"d":"1,272"},"F1"]
[96438877,"Насос GRUNDFOS","TP 65-60/4-A-F-A-RUUE 400Y 50Hz",{"v":1157,"d":"1,157"},"F1"]
[96402250,"Насос GRUNDFOS","TP 65-60/4-A-F-Z-BUBE 1x230 50Hz",{"v":2357,"d":"2,357"},"F1"]
[96402254,"Насос GRUNDFOS","TP 65-60/4-A-F-Z-BUBE 400Y 50Hz",{"v":2241,"d":"2,241"},"F1"]
[96087508,"Насос GRUNDFOS","TP 65-660/2-A-F-A-BAQE 400D 50Hz",{"v":4329,"d":"4,329"},"F1"]
[96087518,"Насос GRUNDFOS","TP 65-660/2-A-F-A-GQQE 400D 50Hz",{"v":4384,"d":"4,384"},"F1"]
[96087538,"Насос GRUNDFOS","TP 65-660/2-A-F-B-BAQE 400D 50Hz",{"v":4772,"d":"4,772"},"F1"]
[96087509,"Насос GRUNDFOS","TP 65-720/2-A-F-A-BAQE 400D 50Hz",{"v":4837,"d":"4,837"},"F1"]
[96087519,"Насос GRUNDFOS","TP 65-720/2-A-F-A-GQQE 400D 50Hz",{"v":4893,"d":"4,893"},"F1"]
[96087539,"Насос GRUNDFOS","TP 65-720/2-A-F-B-BAQE 400D 50Hz",{"v":5514,"d":"5,514"},"F1"]
[96384282,"Насос GRUNDFOS","TP 65-90/4-A-F-A-BAQE 1x230 50Hz",{"v":1501,"d":"1,501"},"F1"]
[96087429,"Насос GRUNDFOS","TP 65-90/4-A-F-A-BAQE 400Y 50Hz",{"v":1373,"d":"1,373"},"F1"]
[96384284,"Насос GRUNDFOS","TP 65-90/4-A-F-A-GQQE 1x230 50Hz",{"v":1557,"d":"1,557"},"F1"]
[96087435,"Насос GRUNDFOS","TP 65-90/4-A-F-A-GQQE 400Y 50Hz",{"v":1428,"d":"1,428"},"F1"]
[96087447,"Насос GRUNDFOS","TP 65-90/4-A-F-B-BAQE 400Y 50Hz",{"v":1596,"d":"1,596"},"F1"]
[96087510,"Насос GRUNDFOS","TP 65-930/2-A-F-A-BAQE 400D 50Hz",{"v":5635,"d":"5,635"},"F1"]
[96087328,"Насос GRUNDFOS","TP 65-930/2-A-F-A-GQQE 400Y 50Hz",{"v":5689,"d":"5,689"},"F1"]
[96087540,"Насос GRUNDFOS","TP 65-930/2-A-F-B-BAQE 400D 50Hz",{"v":6309,"d":"6,309"},"F1"]
[96108837,"Насос GRUNDFOS","TP 80-110/4-A-F-A-BAQE 400D 50Hz",{"v":1663,"d":"1,663"},"F1"]
[96108843,"Насос GRUNDFOS","TP 80-110/4-A-F-A-GQQE 400D 50Hz",{"v":1719,"d":"1,719"},"F1"]
[96108861,"Насос GRUNDFOS","TP 80-110/4-A-F-B-BAQE 400D 50Hz",{"v":2009,"d":"2,009"},"F1"]
[96402448,"Насос GRUNDFOS","TP 80-120/2-A-F-A-BUBE 1x230 50Hz",{"v":1633,"d":"1,633"},"F1"]
[96402456,"Насос GRUNDFOS","TP 80-120/2-A-F-A-BUBE 400Y 50Hz",{"v":1507,"d":"1,507"},"F1"]
[96438847,"Насос GRUNDFOS","TP 80-120/2-A-F-A-RUUE 1x230 50Hz",{"v":1658,"d":"1,658"},"F1"]
[96438886,"Насос GRUNDFOS","TP 80-120/2-A-F-A-RUUE 400Y 50Hz",{"v":1531,"d":"1,531"},"F1"]
[96402475,"Насос GRUNDFOS","TP 80-120/2-A-F-Z-BUBE 1x230 50Hz",{"v":3108,"d":"3,108"},"F1"]
[96402483,"Насос GRUNDFOS","TP 80-120/2-A-F-Z-BUBE 400Y 50Hz",{"v":2981,"d":"2,981"},"F1"]
[96108697,"Насос GRUNDFOS","TP 80-140/2-A-F-A-BAQE 400D 50Hz",{"v":1399,"d":"1,399"},"F1"]
[96108707,"Насос GRUNDFOS","TP 80-140/2-A-F-A-GQQE 400D 50Hz",{"v":1455,"d":"1,455"},"F1"]
[96108737,"Насос GRUNDFOS","TP 80-140/2-A-F-B-BAQE 400D 50Hz",{"v":1604,"d":"1,604"},"F1"]
[96108838,"Насос GRUNDFOS","TP 80-150/4-A-F-A-BAQE 400D 50Hz",{"v":1742,"d":"1,742"},"F1"]
[96108844,"Насос GRUNDFOS","TP 80-150/4-A-F-A-GQQE 400D 50Hz",{"v":1798,"d":"1,798"},"F1"]
[96108862,"Насос GRUNDFOS","TP 80-150/4-A-F-B-BAQE 400D 50Hz",{"v":2161,"d":"2,161"},"F1"]
[96108839,"Насос GRUNDFOS","TP 80-170/4-A-F-A-BAQE 400D 50Hz",{"v":2191,"d":"2,191"},"F1"]
[96108845,"Насос GRUNDFOS","TP 80-170/4-A-F-A-GQQE 400D 50Hz",{"v":2246,"d":"2,246"},"F1"]
[96108863,"Насос GRUNDFOS","TP 80-170/4-A-F-B-BAQE 400D 50Hz",{"v":2599,"d":"2,599"},"F1"]
[96108698,"Насос GRUNDFOS","TP 80-180/2-A-F-A-BAQE 400D 50Hz",{"v":1531,"d":"1,531"},"F1"]
[96108708,"Насос GRUNDFOS","TP 80-180/2-A-F-A-GQQE 400D 50Hz",{"v":1587,"d":"1,587"},"F1"]
[96108738,"Насос GRUNDFOS","TP 80-180/2-A-F-B-BAQE 400D 50Hz",{"v":1735,"d":"1,735"},"F1"]
[96108699,"Насос GRUNDFOS","TP 80-210/2-A-F-A-BAQE 400D 50Hz",{"v":1718,"d":"1,718"},"F1"]
[96108709,"Насос GRUNDFOS","TP 80-210/2-A-F-A-GQQE 400D 50Hz",{"v":1774,"d":"1,774"},"F1"]
[96108739,"Насос GRUNDFOS","TP 80-210/2-A-F-B-BAQE 400D 50Hz",{"v":1922,"d":"1,922"},"F1"]
[96108700,"Насос GRUNDFOS","TP 80-240/2-A-F-A-BAQE 400D 50Hz",{"v":2217,"d":"2,217"},"F1"]
[96108710,"Насос GRUNDFOS","TP 80-240/2-A-F-A-GQQE 400D 50Hz",{"v":2273,"d":"2,273"},"F1"]
[96108740,"Насос GRUNDFOS","TP 80-240/2-A-F-B-BAQE 400D 50Hz",{"v":2422,"d":"2,422"},"F1"]
[96108840,"Насос GRUNDFOS","TP 80-240/4-A-F-A-BAQE 400D 50Hz",{"v":2509,"d":"2,509"},"F1"]
[96108846,"Насос GRUNDFOS","TP 80-240/4-A-F-A-GQQE 400D 50Hz",{"v":2599,"d":"2,599"},"F1"]
[96108864,"Насос GRUNDFOS","TP 80-240/4-A-F-B-BAQE 400D 50Hz",{"v":3128,"d":"3,128"},"F1"]
[96108701,"Насос GRUNDFOS","TP 80-250/2-A-F-A-BAQE 400D 50Hz",{"v":2349,"d":"2,349"},"F1"]
[96108711,"Насос GRUNDFOS","TP 80-250/2-A-F-A-GQQE 400D 50Hz",{"v":2406,"d":"2,406"},"F1"]
[96108741,"Насос GRUNDFOS","TP 80-250/2-A-F-B-BAQE 400D 50Hz",{"v":2746,"d":"2,746"},"F1"]
[96108841,"Насос GRUNDFOS","TP 80-270/4-A-F-A-BAQE 400D 50Hz",{"v":2707,"d":"2,707"},"F1"]
[96108847,"Насос GRUNDFOS","TP 80-270/4-A-F-A-GQQE 400D 50Hz",{"v":2796,"d":"2,796"},"F1"]
[96108865,"Насос GRUNDFOS","TP 80-270/4-A-F-B-BAQE 400D 50Hz",{"v":3753,"d":"3,753"},"F1"]
[96402358,"Насос GRUNDFOS","TP 80-30/4-A-F-A-BUBE 1x230 50Hz",{"v":1389,"d":"1,389"},"F1"]
[96402366,"Насос GRUNDFOS","TP 80-30/4-A-F-A-BUBE 400Y 50Hz",{"v":1273,"d":"1,273"},"F1"]
[96438839,"Насос GRUNDFOS","TP 80-30/4-A-F-A-RUUE 1x230 50Hz",{"v":1414,"d":"1,414"},"F1"]
[96438882,"Насос GRUNDFOS","TP 80-30/4-A-F-A-RUUE 400Y 50Hz",{"v":1298,"d":"1,298"},"F1"]
[96402382,"Насос GRUNDFOS","TP 80-30/4-A-F-Z-BUBE 1x230 50Hz",{"v":2637,"d":"2,637"},"F1"]
[96402386,"Насос GRUNDFOS","TP 80-30/4-A-F-Z-BUBE 400Y 50Hz",{"v":2521,"d":"2,521"},"F1"]
[96108702,"Насос GRUNDFOS","TP 80-330/2-A-F-A-BAQE 400D 50Hz",{"v":3167,"d":"3,167"},"F1"]
[96108712,"Насос GRUNDFOS","TP 80-330/2-A-F-A-GQQE 400D 50Hz",{"v":3223,"d":"3,223"},"F1"]
[96108742,"Насос GRUNDFOS","TP 80-330/2-A-F-B-BAQE 400D 50Hz",{"v":3564,"d":"3,564"},"F1"]
[96108842,"Насос GRUNDFOS","TP 80-340/4-A-F-A-BAQE 400D 50Hz",{"v":3214,"d":"3,214"},"F1"]
[96108848,"Насос GRUNDFOS","TP 80-340/4-A-F-A-GQQE 400D 50Hz",{"v":3304,"d":"3,304"},"F1"]
[96108866,"Насос GRUNDFOS","TP 80-340/4-A-F-B-BAQE 400D 50Hz",{"v":4248,"d":"4,248"},"F1"]
[96108703,"Насос GRUNDFOS","TP 80-400/2-A-F-A-BAQE 400D 50Hz",{"v":3177,"d":"3,177"},"F1"]
[96108713,"Насос GRUNDFOS","TP 80-400/2-A-F-A-GQQE 400D 50Hz",{"v":3233,"d":"3,233"},"F1"]
[96108743,"Насос GRUNDFOS","TP 80-400/2-A-F-B-BAQE 400D 50Hz",{"v":3575,"d":"3,575"},"F1"]
[96108704,"Насос GRUNDFOS","TP 80-520/2-A-F-A-BAQE 400D 50Hz",{"v":3997,"d":"3,997"},"F1"]
[96108714,"Насос GRUNDFOS","TP 80-520/2-A-F-A-GQQE 400D 50Hz",{"v":4052,"d":"4,052"},"F1"]
[96108744,"Насос GRUNDFOS","TP 80-520/2-A-F-B-BAQE 400D 50Hz",{"v":4469,"d":"4,469"},"F1"]
[96108705,"Насос GRUNDFOS","TP 80-570/2-A-F-A-BAQE 400D 50Hz",{"v":5015,"d":"5,015"},"F1"]
[96108715,"Насос GRUNDFOS","TP 80-570/2-A-F-A-GQQE 400D 50Hz",{"v":5071,"d":"5,071"},"F1"]
[96108745,"Насос GRUNDFOS","TP 80-570/2-A-F-B-BAQE 400D 50Hz",{"v":5488,"d":"5,488"},"F1"]
[96402403,"Насос GRUNDFOS","TP 80-60/4-A-F-A-BUBE 1x230 50Hz",{"v":1580,"d":"1,580"},"F1"]
[96402411,"Насос GRUNDFOS","TP 80-60/4-A-F-A-BUBE 400Y 50Hz",{"v":1440,"d":"1,440"},"F1"]
[96438843,"Насос GRUNDFOS","TP 80-60/4-A-F-A-RUUE 1x230 50Hz",{"v":1604,"d":"1,604"},"F1"]
[96438884,"Насос GRUNDFOS","TP 80-60/4-A-F-A-RUUE 400Y 50Hz",{"v":1479,"d":"1,479"},"F1"]
[96402430,"Насос GRUNDFOS","TP 80-60/4-A-F-Z-BUBE 1x230 50Hz",{"v":3007,"d":"3,007"},"F1"]
[96402434,"Насос GRUNDFOS","TP 80-60/4-A-F-Z-BUBE 400Y 50Hz",{"v":2880,"d":"2,880"},"F1"]
[96384300,"Насос GRUNDFOS","TP 80-70/4-A-F-A-BAQE 1x230 50Hz",{"v":1581,"d":"1,581"},"F1"]
[96108585,"Насос GRUNDFOS","TP 80-70/4-A-F-A-BAQE 400Y 50Hz",{"v":1452,"d":"1,452"},"F1"]
[96384302,"Насос GRUNDFOS","TP 80-70/4-A-F-A-GQQE 1x230 50Hz",{"v":1637,"d":"1,637"},"F1"]
[96108593,"Насос GRUNDFOS","TP 80-70/4-A-F-A-GQQE 400Y 50Hz",{"v":1509,"d":"1,509"},"F1"]
[96108617,"Насос GRUNDFOS","TP 80-70/4-A-F-B-BAQE 400Y 50Hz",{"v":1804,"d":"1,804"},"F1"]
[96108706,"Насос GRUNDFOS","TP 80-700/2-A-F-A-BAQE 400D 50Hz",{"v":5715,"d":"5,715"},"F1"]
[96108716,"Насос GRUNDFOS","TP 80-700/2-A-F-A-GQQE 400D 50Hz",{"v":5770,"d":"5,770"},"F1"]
[96108746,"Насос GRUNDFOS","TP 80-700/2-A-F-B-BAQE 400D 50Hz",{"v":6187,"d":"6,187"},"F1"]
[96384306,"Насос GRUNDFOS","TP 80-90/4-A-F-A-BAQE 1x230 50Hz",{"v":1660,"d":"1,660"},"F1"]
[96108586,"Насос GRUNDFOS","TP 80-90/4-A-F-A-BAQE 400Y 50Hz",{"v":1531,"d":"1,531"},"F1"]
[96384308,"Насос GRUNDFOS","TP 80-90/4-A-F-A-GQQE 1x230 50Hz",{"v":1717,"d":"1,717"},"F1"]
[96108594,"Насос GRUNDFOS","TP 80-90/4-A-F-A-GQQE 400Y 50Hz",{"v":1587,"d":"1,587"},"F1"]
[96108618,"Насос GRUNDFOS","TP 80-90/4-A-F-B-BAQE 400Y 50Hz",{"v":1881,"d":"1,881"},"F1"]
[96162149,"Насос GRUNDFOS","TP100-1050/2 A-F-A-DBUE 400D EFF1 S400",{"v":21462,"d":"21,462"},"F1"]
[96162078,"Насос GRUNDFOS","TP100-190/4 A-F-A-DBUE 3x400D/690Y 50Hz",{"v":10280,"d":"10,280"},"F1"]
[96162145,"Насос GRUNDFOS","TP100-620/2 A-F-A-DBUE 3x400D/690Y 50Hz",{"v":14815,"d":"14,815"},"F1"]
[96162146,"Насос GRUNDFOS","TP100-700/2 A-F-A-DBUE 3x400D/690Y 50Hz",{"v":15980,"d":"15,980"},"F1"]
[96162147,"Насос GRUNDFOS","TP100-820/2 A-F-A-DBUE 3x400D/690Y 50Hz",{"v":16781,"d":"16,781"},"F1"]
[96162148,"Насос GRUNDFOS","TP100-960/2 A-F-A-DBUE 3x400D/690Y 50Hz",{"v":19449,"d":"19,449"},"F1"]
[96162085,"Насос GRUNDFOS","TP125-150/4 A-F-A-DBUE 3x400D/690Y 50Hz",{"v":12471,"d":"12,471"},"F1"]
[96162086,"Насос GRUNDFOS","TP125-200/4 A-F-A-DBUE 3x400D/690Y 50Hz",{"v":12850,"d":"12,850"},"F1"]
[96162087,"Насос GRUNDFOS","TP125-240/4 A-F-A-DBUE 3x400D/690Y 50Hz",{"v":13273,"d":"13,273"},"F1"]
[96162088,"Насос GRUNDFOS","TP125-280/4 A-F-A-DBUE 3x400D/690Y 50Hz",{"v":13263,"d":"13,263"},"F1"]
[96162089,"Насос GRUNDFOS","TP125-310/4 A-F-A-DBUE 3x400D/690Y 50Hz",{"v":13611,"d":"13,611"},"F1"]
[96162090,"Насос GRUNDFOS","TP125-370/4 A-F-A-DBUE 3x400D/690Y 50Hz",{"v":14034,"d":"14,034"},"F1"]
[96162091,"Насос GRUNDFOS","TP125-430/4 A-F-A-DBUE 3x400D/690Y 50Hz",{"v":14542,"d":"14,542"},"F1"]
[96162098,"Насос GRUNDFOS","TP150-240/4 A-F-A-DBUE 3x400D/690Y 50Hz",{"v":15030,"d":"15,030"},"F1"]
[96162099,"Насос GRUNDFOS","TP150-270/4 A-F-A-DBUE 3x400D/690Y 50Hz",{"v":15453,"d":"15,453"},"F1"]
[96162100,"Насос GRUNDFOS","TP150-320/4 A-F-A-DBUE 400D EFF1 S400",{"v":15961,"d":"15,961"},"F1"]
[96162101,"Насос GRUNDFOS","TP150-350/4 A-F-A-DBUE 3x400D/690Y 50Hz",{"v":16583,"d":"16,583"},"F1"]
[96162104,"Насос GRUNDFOS","TP150-650/4 A-F-A-DBUE 400D EFF1 S400",{"v":22740,"d":"22,740"},"F1"]
[96402029,"Насос GRUNDFOS","TP50-30/4 A-F-Z-BUBE 1X230V",{"v":1576,"d":"1,576"},"F1"]
[96402013,"Насос GRUNDFOS","TP50-30/4 BUBE 1x220-230V PN6/10",788,"F1"]
[96438824,"Насос GRUNDFOS","TP50-30/4 RUUE 1x220-230V PN6/10",820,"F1"]
[96109349,"Насос GRUNDFOS","TPD 100-110/4-A-F-A-BAQE 400D 50Hz",{"v":4499,"d":"4,499"},"F1"]
[96109358,"Насос GRUNDFOS","TPD 100-110/4-A-F-A-GQQE 400D 50Hz",{"v":4616,"d":"4,616"},"F1"]
[96109385,"Насос GRUNDFOS","TPD 100-110/4-A-F-B-BAQE 400D 50Hz",{"v":5349,"d":"5,349"},"F1"]
[96402687,"Насос GRUNDFOS","TPD 100-120/2-A-F-A-BUBE 400Y 50Hz",{"v":3618,"d":"3,618"},"F1"]
[96439009,"Насос GRUNDFOS","TPD 100-120/2-A-F-A-RUUE 400Y 50Hz",{"v":3668,"d":"3,668"},"F1"]
[96109350,"Насос GRUNDFOS","TPD 100-130/4-A-F-A-BAQE 400D 50Hz",{"v":5053,"d":"5,053"},"F1"]
[96109359,"Насос GRUNDFOS","TPD 100-130/4-A-F-A-GQQE 400D 50Hz",{"v":5232,"d":"5,232"},"F1"]
[96109386,"Насос GRUNDFOS","TPD 100-130/4-A-F-B-BAQE 400D 50Hz",{"v":6299,"d":"6,299"},"F1"]
[96109229,"Насос GRUNDFOS","TPD 100-160/2-A-F-A-BAQE 400D 50Hz",{"v":3229,"d":"3,229"},"F1"]
[96109237,"Насос GRUNDFOS","TPD 100-160/2-A-F-A-GQQE 400D 50Hz",{"v":3341,"d":"3,341"},"F1"]
[96109261,"Насос GRUNDFOS","TPD 100-160/2-A-F-B-BAQE 400D 50Hz",{"v":3727,"d":"3,727"},"F1"]
[96109351,"Насос GRUNDFOS","TPD 100-170/4-A-F-A-BAQE 400D 50Hz",{"v":5491,"d":"5,491"},"F1"]
[96109360,"Насос GRUNDFOS","TPD 100-170/4-A-F-A-GQQE 400D 50Hz",{"v":5671,"d":"5,671"},"F1"]
[96109387,"Насос GRUNDFOS","TPD 100-170/4-A-F-B-BAQE 400D 50Hz",{"v":6739,"d":"6,739"},"F1"]
[96109230,"Насос GRUNDFOS","TPD 100-200/2-A-F-A-BAQE 400D 50Hz",{"v":4061,"d":"4,061"},"F1"]
[96109238,"Насос GRUNDFOS","TPD 100-200/2-A-F-A-GQQE 400D 50Hz",{"v":4173,"d":"4,173"},"F1"]
[96109262,"Насос GRUNDFOS","TPD 100-200/2-A-F-B-BAQE 400D 50Hz",{"v":4560,"d":"4,560"},"F1"]
[96109352,"Насос GRUNDFOS","TPD 100-200/4-A-F-A-BAQE 400D 50Hz",{"v":6102,"d":"6,102"},"F1"]
[96109361,"Насос GRUNDFOS","TPD 100-200/4-A-F-A-GQQE 400D 50Hz",{"v":6281,"d":"6,281"},"F1"]
[96109388,"Насос GRUNDFOS","TPD 100-200/4-A-F-B-BAQE 400D 50Hz",{"v":7582,"d":"7,582"},"F1"]
[96109231,"Насос GRUNDFOS","TPD 100-240/2-A-F-A-BAQE 400D 50Hz",{"v":4228,"d":"4,228"},"F1"]
[96109239,"Насос GRUNDFOS","TPD 100-240/2-A-F-A-GQQE 400D 50Hz",{"v":4341,"d":"4,341"},"F1"]
[96109263,"Насос GRUNDFOS","TPD 100-240/2-A-F-B-BAQE 400D 50Hz",{"v":4727,"d":"4,727"},"F1"]
[96109232,"Насос GRUNDFOS","TPD 100-250/2-A-F-A-BAQE 400D 50Hz",{"v":6485,"d":"6,485"},"F1"]
[96109240,"Насос GRUNDFOS","TPD 100-250/2-A-F-A-GQQE 400D 50Hz",{"v":6597,"d":"6,597"},"F1"]
[96109264,"Насос GRUNDFOS","TPD 100-250/2-A-F-B-BAQE 400D 50Hz",{"v":7331,"d":"7,331"},"F1"]
[96109353,"Насос GRUNDFOS","TPD 100-250/4-A-F-A-BAQE 400D 50Hz",{"v":7212,"d":"7,212"},"F1"]
[96109362,"Насос GRUNDFOS","TPD 100-250/4-A-F-A-GQQE 400D 50Hz",{"v":7391,"d":"7,391"},"F1"]
[96109389,"Насос GRUNDFOS","TPD 100-250/4-A-F-B-BAQE 400D 50Hz",{"v":8691,"d":"8,691"},"F1"]
[96402599,"Насос GRUNDFOS","TPD 100-30/4-A-F-A-BUBE 400Y 50Hz",{"v":3125,"d":"3,125"},"F1"]
[96439005,"Насос GRUNDFOS","TPD 100-30/4-A-F-A-RUUE 400Y 50Hz",{"v":3175,"d":"3,175"},"F1"]
[96109233,"Насос GRUNDFOS","TPD 100-310/2-A-F-A-BAQE 400D 50Hz",{"v":7323,"d":"7,323"},"F1"]
[96109241,"Насос GRUNDFOS","TPD 100-310/2-A-F-A-GQQE 400D 50Hz",{"v":7435,"d":"7,435"},"F1"]
[96109265,"Насос GRUNDFOS","TPD 100-310/2-A-F-B-BAQE 400D 50Hz",{"v":8168,"d":"8,168"},"F1"]
[96109354,"Насос GRUNDFOS","TPD 100-330/4-A-F-A-BAQE 400D 50Hz",{"v":8210,"d":"8,210"},"F1"]
[96109363,"Насос GRUNDFOS","TPD 100-330/4-A-F-A-GQQE 400D 50Hz",{"v":8390,"d":"8,390"},"F1"]
[96109390,"Насос GRUNDFOS","TPD 100-330/4-A-F-B-BAQE 400D 50Hz",{"v":10535,"d":"10,535"},"F1"]
[96109234,"Насос GRUNDFOS","TPD 100-360/2-A-F-A-BAQE 400D 50Hz",{"v":8892,"d":"8,892"},"F1"]
[96109242,"Насос GRUNDFOS","TPD 100-360/2-A-F-A-GQQE 400D 50Hz",{"v":9003,"d":"9,003"},"F1"]
[96109266,"Насос GRUNDFOS","TPD 100-360/2-A-F-B-BAQE 400D 50Hz",{"v":9736,"d":"9,736"},"F1"]
[96109355,"Насос GRUNDFOS","TPD 100-370/4-A-F-A-BAQE 400D 50Hz",{"v":9653,"d":"9,653"},"F1"]
[96109364,"Насос GRUNDFOS","TPD 100-370/4-A-F-A-GQQE 400D 50Hz",{"v":9832,"d":"9,832"},"F1"]
[96109391,"Насос GRUNDFOS","TPD 100-370/4-A-F-B-BAQE 400D 50Hz",{"v":11978,"d":"11,978"},"F1"]
[96109235,"Насос GRUNDFOS","TPD 100-390/2-A-F-A-BAQE 400D 50Hz",{"v":10146,"d":"10,146"},"F1"]
[96109243,"Насос GRUNDFOS","TPD 100-390/2-A-F-A-GQQE 400D 50Hz",{"v":10260,"d":"10,260"},"F1"]
[96109267,"Насос GRUNDFOS","TPD 100-390/2-A-F-B-BAQE 400D 50Hz",{"v":10992,"d":"10,992"},"F1"]
[96109356,"Насос GRUNDFOS","TPD 100-410/4-A-F-A-BAQE 400D 50Hz",{"v":10817,"d":"10,817"},"F1"]
[96109365,"Насос GRUNDFOS","TPD 100-410/4-A-F-A-GQQE 400D 50Hz",{"v":10997,"d":"10,997"},"F1"]
[96109392,"Насос GRUNDFOS","TPD 100-410/4-A-F-B-BAQE 400D 50Hz",{"v":13142,"d":"13,142"},"F1"]
[96109236,"Насос GRUNDFOS","TPD 100-480/2-A-F-A-BAQE 400D 50Hz",{"v":11507,"d":"11,507"},"F1"]
[96109244,"Насос GRUNDFOS","TPD 100-480/2-A-F-A-GQQE 400D 50Hz",{"v":11687,"d":"11,687"},"F1"]
[96109268,"Насос GRUNDFOS","TPD 100-480/2-A-F-B-BAQE 400D 50Hz",{"v":12753,"d":"12,753"},"F1"]
[96402667,"Насос GRUNDFOS","TPD 100-60/4-A-F-A-BUBE 400Y 50Hz",{"v":3303,"d":"3,303"},"F1"]
[96439007,"Насос GRUNDFOS","TPD 100-60/4-A-F-A-RUUE 400Y 50Hz",{"v":3353,"d":"3,353"},"F1"]
[96109103,"Насос GRUNDFOS","TPD 100-70/4-A-F-A-BAQE 400Y 50Hz",{"v":3900,"d":"3,900"},"F1"]
[96109113,"Насос GRUNDFOS","TPD 100-70/4-A-F-A-GQQE 400Y 50Hz",{"v":4012,"d":"4,012"},"F1"]
[96109143,"Насос GRUNDFOS","TPD 100-70/4-A-F-B-BAQE 400Y 50Hz",{"v":4745,"d":"4,745"},"F1"]
[96109348,"Насос GRUNDFOS","TPD 100-90/4-A-F-A-BAQE 400D 50Hz",{"v":4229,"d":"4,229"},"F1"]
[96109357,"Насос GRUNDFOS","TPD 100-90/4-A-F-A-GQQE 400D 50Hz",{"v":4341,"d":"4,341"},"F1"]
[96109384,"Насос GRUNDFOS","TPD 100-90/4-A-F-B-BAQE 400D 50Hz",{"v":5074,"d":"5,074"},"F1"]
[96109579,"Насос GRUNDFOS","TPD 125-110/4-A-F-A-BAQE 400D 50Hz",{"v":5270,"d":"5,270"},"F1"]
[96109587,"Насос GRUNDFOS","TPD 125-110/4-A-F-A-GQQE 400D 50Hz",{"v":5449,"d":"5,449"},"F1"]
[96109611,"Насос GRUNDFOS","TPD 125-110/4-A-F-B-BAQE 400D 50Hz",{"v":6791,"d":"6,791"},"F1"]
[96109756,"Насос GRUNDFOS","TPD 125-110/6-A-F-A-BAQE 400D 50Hz",{"v":6582,"d":"6,582"},"F1"]
[96109761,"Насос GRUNDFOS","TPD 125-110/6-A-F-A-GQQE 400D 50Hz",{"v":6760,"d":"6,760"},"F1"]
[96109776,"Насос GRUNDFOS","TPD 125-110/6-A-F-B-BAQE 400D 50Hz",{"v":8130,"d":"8,130"},"F1"]
[96109580,"Насос GRUNDFOS","TPD 125-130/4-A-F-A-BAQE 400D 50Hz",{"v":5658,"d":"5,658"},"F1"]
[96109588,"Насос GRUNDFOS","TPD 125-130/4-A-F-A-GQQE 400D 50Hz",{"v":5837,"d":"5,837"},"F1"]
[96109612,"Насос GRUNDFOS","TPD 125-130/4-A-F-B-BAQE 400D 50Hz",{"v":7179,"d":"7,179"},"F1"]
[96109757,"Насос GRUNDFOS","TPD 125-140/6-A-F-A-BAQE 400D 50Hz",{"v":7440,"d":"7,440"},"F1"]
[96109762,"Насос GRUNDFOS","TPD 125-140/6-A-F-A-GQQE 400D 50Hz",{"v":7618,"d":"7,618"},"F1"]
[96109777,"Насос GRUNDFOS","TPD 125-140/6-A-F-B-BAQE 400D 50Hz",{"v":9951,"d":"9,951"},"F1"]
[96109581,"Насос GRUNDFOS","TPD 125-160/4-A-F-A-BAQE 400D 50Hz",{"v":7489,"d":"7,489"},"F1"]
[96109589,"Насос GRUNDFOS","TPD 125-160/4-A-F-A-GQQE 400D 50Hz",{"v":7668,"d":"7,668"},"F1"]
[96109613,"Насос GRUNDFOS","TPD 125-160/4-A-F-B-BAQE 400D 50Hz",{"v":9010,"d":"9,010"},"F1"]
[96109758,"Насос GRUNDFOS","TPD 125-170/6-A-F-A-BAQE 400D 50Hz",{"v":9730,"d":"9,730"},"F1"]
[96109763,"Насос GRUNDFOS","TPD 125-170/6-A-F-A-GQQE 400D 50Hz",{"v":9908,"d":"9,908"},"F1"]
[96109778,"Насос GRUNDFOS","TPD 125-170/6-A-F-B-BAQE 400D 50Hz",{"v":12241,"d":"12,241"},"F1"]
[96109582,"Насос GRUNDFOS","TPD 125-210/4-A-F-A-BAQE 400D 50Hz",{"v":7690,"d":"7,690"},"F1"]
[96109590,"Насос GRUNDFOS","TPD 125-210/4-A-F-A-GQQE 400D 50Hz",{"v":7867,"d":"7,867"},"F1"]
[96109614,"Насос GRUNDFOS","TPD 125-210/4-A-F-B-BAQE 400D 50Hz",{"v":9238,"d":"9,238"},"F1"]
[96109583,"Насос GRUNDFOS","TPD 125-250/4-A-F-A-BAQE 400D 50Hz",{"v":8514,"d":"8,514"},"F1"]
[96109591,"Насос GRUNDFOS","TPD 125-250/4-A-F-A-GQQE 400D 50Hz",{"v":8691,"d":"8,691"},"F1"]
[96109615,"Насос GRUNDFOS","TPD 125-250/4-A-F-B-BAQE 400D 50Hz",{"v":10062,"d":"10,062"},"F1"]
[96109584,"Насос GRUNDFOS","TPD 125-320/4-A-F-A-BAQE 400D 50Hz",{"v":9886,"d":"9,886"},"F1"]
[96109592,"Насос GRUNDFOS","TPD 125-320/4-A-F-A-GQQE 400D 50Hz",{"v":10064,"d":"10,064"},"F1"]
[96109616,"Насос GRUNDFOS","TPD 125-320/4-A-F-B-BAQE 400D 50Hz",{"v":12397,"d":"12,397"},"F1"]
[96109585,"Насос GRUNDFOS","TPD 125-360/4-A-F-A-BAQE 400D 50Hz",{"v":10985,"d":"10,985"},"F1"]
[96109593,"Насос GRUNDFOS","TPD 125-360/4-A-F-A-GQQE 400D 50Hz",{"v":11163,"d":"11,163"},"F1"]
[96109617,"Насос GRUNDFOS","TPD 125-360/4-A-F-B-BAQE 400D 50Hz",{"v":13495,"d":"13,495"},"F1"]
[96109586,"Насос GRUNDFOS","TPD 125-420/4-A-F-A-BAQE 400D 50Hz",{"v":12083,"d":"12,083"},"F1"]
[96109594,"Насос GRUNDFOS","TPD 125-420/4-A-F-A-GQQE 400D 50Hz",{"v":12261,"d":"12,261"},"F1"]
[96109618,"Насос GRUNDFOS","TPD 125-420/4-A-F-B-BAQE 400D 50Hz",{"v":14594,"d":"14,594"},"F1"]
[96109677,"Насос GRUNDFOS","TPD 125-60/6-A-F-A-BAQE 400Y 50Hz",{"v":4914,"d":"4,914"},"F1"]
[96109683,"Насос GRUNDFOS","TPD 125-60/6-A-F-A-GQQE 400Y 50Hz",{"v":5093,"d":"5,093"},"F1"]
[96109701,"Насос GRUNDFOS","TPD 125-60/6-A-F-B-BAQE 400Y 50Hz",{"v":6436,"d":"6,436"},"F1"]
[96109754,"Насос GRUNDFOS","TPD 125-70/6-A-F-A-BAQE 400D 50Hz",{"v":5204,"d":"5,204"},"F1"]
[96109759,"Насос GRUNDFOS","TPD 125-70/6-A-F-A-GQQE 400D 50Hz",{"v":5382,"d":"5,382"},"F1"]
[96109774,"Насос GRUNDFOS","TPD 125-70/6-A-F-B-BAQE 400D 50Hz",{"v":6725,"d":"6,725"},"F1"]
[96109755,"Насос GRUNDFOS","TPD 125-90/6-A-F-A-BAQE 400D 50Hz",{"v":6010,"d":"6,010"},"F1"]
[96109760,"Насос GRUNDFOS","TPD 125-90/6-A-F-A-GQQE 400D 50Hz",{"v":6188,"d":"6,188"},"F1"]
[96109775,"Насос GRUNDFOS","TPD 125-90/6-A-F-B-BAQE 400D 50Hz",{"v":7558,"d":"7,558"},"F1"]
[96110016,"Насос GRUNDFOS","TPD 150-110/6-A-F-A-BAQE 400D 50Hz",{"v":8093,"d":"8,093"},"F1"]
[96110020,"Насос GRUNDFOS","TPD 150-110/6-A-F-A-GQQE 400D 50Hz",{"v":8273,"d":"8,273"},"F1"]
[96110032,"Насос GRUNDFOS","TPD 150-110/6-A-F-B-BAQE 400D 50Hz",{"v":10037,"d":"10,037"},"F1"]
[96109894,"Насос GRUNDFOS","TPD 150-130/4-A-F-A-BAQE 400D 50Hz",{"v":8321,"d":"8,321"},"F1"]
[96109899,"Насос GRUNDFOS","TPD 150-130/4-A-F-A-GQQE 400D 50Hz",{"v":8500,"d":"8,500"},"F1"]
[96109914,"Насос GRUNDFOS","TPD 150-130/4-A-F-B-BAQE 400D 50Hz",{"v":10266,"d":"10,266"},"F1"]
[96109895,"Насос GRUNDFOS","TPD 150-160/4-A-F-A-BAQE 400D 50Hz",{"v":8876,"d":"8,876"},"F1"]
[96109900,"Насос GRUNDFOS","TPD 150-160/4-A-F-A-GQQE 400D 50Hz",{"v":9055,"d":"9,055"},"F1"]
[96109915,"Насос GRUNDFOS","TPD 150-160/4-A-F-B-BAQE 400D 50Hz",{"v":10820,"d":"10,820"},"F1"]
[96109896,"Насос GRUNDFOS","TPD 150-200/4-A-F-A-BAQE 400D 50Hz",{"v":9707,"d":"9,707"},"F1"]
[96109901,"Насос GRUNDFOS","TPD 150-200/4-A-F-A-GQQE 400D 50Hz",{"v":9887,"d":"9,887"},"F1"]
[96109916,"Насос GRUNDFOS","TPD 150-200/4-A-F-B-BAQE 400D 50Hz",{"v":11652,"d":"11,652"},"F1"]
[96109897,"Насос GRUNDFOS","TPD 150-220/4-A-F-A-BAQE 400D 50Hz",{"v":10873,"d":"10,873"},"F1"]
[96109902,"Насос GRUNDFOS","TPD 150-220/4-A-F-A-GQQE 400D 50Hz",{"v":11052,"d":"11,052"},"F1"]
[96109917,"Насос GRUNDFOS","TPD 150-220/4-A-F-B-BAQE 400D 50Hz",{"v":12818,"d":"12,818"},"F1"]
[96109898,"Насос GRUNDFOS","TPD 150-250/4-A-F-A-BAQE 400D 50Hz",{"v":11760,"d":"11,760"},"F1"]
[96109903,"Насос GRUNDFOS","TPD 150-250/4-A-F-A-GQQE 400D 50Hz",{"v":11940,"d":"11,940"},"F1"]
[96109918,"Насос GRUNDFOS","TPD 150-250/4-A-F-B-BAQE 400D 50Hz",{"v":13705,"d":"13,705"},"F1"]
[96110013,"Насос GRUNDFOS","TPD 150-60/6-A-F-A-BAQE 400D 50Hz",{"v":5724,"d":"5,724"},"F1"]
[96110017,"Насос GRUNDFOS","TPD 150-60/6-A-F-A-GQQE 400D 50Hz",{"v":5902,"d":"5,902"},"F1"]
[96110029,"Насос GRUNDFOS","TPD 150-60/6-A-F-B-BAQE 400D 50Hz",{"v":7667,"d":"7,667"},"F1"]
[96110014,"Насос GRUNDFOS","TPD 150-70/6-A-F-A-BAQE 400D 50Hz",{"v":6590,"d":"6,590"},"F1"]
[96110018,"Насос GRUNDFOS","TPD 150-70/6-A-F-A-GQQE 400D 50Hz",{"v":6770,"d":"6,770"},"F1"]
[96110030,"Насос GRUNDFOS","TPD 150-70/6-A-F-B-BAQE 400D 50Hz",{"v":8535,"d":"8,535"},"F1"]
[96110015,"Насос GRUNDFOS","TPD 150-90/6-A-F-A-BAQE 400D 50Hz",{"v":7227,"d":"7,227"},"F1"]
[96110019,"Насос GRUNDFOS","TPD 150-90/6-A-F-A-GQQE 400D 50Hz",{"v":7405,"d":"7,405"},"F1"]
[96110031,"Насос GRUNDFOS","TPD 150-90/6-A-F-B-BAQE 400D 50Hz",{"v":9171,"d":"9,171"},"F1"]
[96086752,"Насос GRUNDFOS","TPD 32-100/4-A-F-A-BAQE 400Y 50Hz",{"v":2000,"d":"2,000"},"F1"]
[96086755,"Насос GRUNDFOS","TPD 32-100/4-A-F-A-GQQE 400Y 50Hz",{"v":2111,"d":"2,111"},"F1"]
[96086761,"Насос GRUNDFOS","TPD 32-100/4-A-F-B-BAQE 400Y 50Hz",{"v":2456,"d":"2,456"},"F1"]
[96401860,"Насос GRUNDFOS","TPD 32-120/2-A-F-A-BUBE 400Y 50Hz",{"v":1286,"d":"1,286"},"F1"]
[96438985,"Насос GRUNDFOS","TPD 32-120/2-A-F-A-RUUE 400Y 50Hz",{"v":1336,"d":"1,336"},"F1"]
[96086753,"Насос GRUNDFOS","TPD 32-120/4-A-F-A-BAQE 400Y 50Hz",{"v":2065,"d":"2,065"},"F1"]
[96086756,"Насос GRUNDFOS","TPD 32-120/4-A-F-A-GQQE 400Y 50Hz",{"v":2179,"d":"2,179"},"F1"]
[96086762,"Насос GRUNDFOS","TPD 32-120/4-A-F-B-BAQE 400Y 50Hz",{"v":2629,"d":"2,629"},"F1"]
[96463740,"Насос GRUNDFOS","TPD 32-150/2-A-F-A-BUBE 400Y 50Hz",{"v":1286,"d":"1,286"},"F1"]
[96463746,"Насос GRUNDFOS","TPD 32-150/2-A-F-A-RUUE 400Y 50Hz",{"v":1336,"d":"1,336"},"F1"]
[96463749,"Насос GRUNDFOS","TPD 32-180/2-A-F-A-BUBE 400Y 50Hz",{"v":1458,"d":"1,458"},"F1"]
[96463755,"Насос GRUNDFOS","TPD 32-180/2-A-F-A-RUUE 400Y 50Hz",{"v":1508,"d":"1,508"},"F1"]
[96086697,"Насос GRUNDFOS","TPD 32-200/2-A-F-A-BAQE 400Y 50Hz",{"v":2040,"d":"2,040"},"F1"]
[96086703,"Насос GRUNDFOS","TPD 32-200/2-A-F-A-GQQE 400Y 50Hz",{"v":2152,"d":"2,152"},"F1"]
[96086715,"Насос GRUNDFOS","TPD 32-200/2-A-F-B-BAQE 400Y 50Hz",{"v":2497,"d":"2,497"},"F1"]
[96463758,"Насос GRUNDFOS","TPD 32-230/2-A-F-A-BUBE 400Y 50Hz",{"v":1628,"d":"1,628"},"F1"]
[96463764,"Насос GRUNDFOS","TPD 32-230/2-A-F-A-RUUE 400Y 50Hz",{"v":1678,"d":"1,678"},"F1"]
[96086698,"Насос GRUNDFOS","TPD 32-250/2-A-F-A-BAQE 400Y 50Hz",{"v":2275,"d":"2,275"},"F1"]
[96086704,"Насос GRUNDFOS","TPD 32-250/2-A-F-A-GQQE 400Y 50Hz",{"v":2388,"d":"2,388"},"F1"]
[96086716,"Насос GRUNDFOS","TPD 32-250/2-A-F-B-BAQE 400Y 50Hz",{"v":2732,"d":"2,732"},"F1"]
[96401752,"Насос GRUNDFOS","TPD 32-30/4-A-F-A-BUBE 400Y 50Hz",962,"F1"]
[96438983,"Насос GRUNDFOS","TPD 32-30/4-A-F-A-RUUE 400Y 50Hz",{"v":1012,"d":"1,012"},"F1"]
[96086793,"Насос GRUNDFOS","TPD 32-320/2-A-F-A-BAQE 400D 50Hz",{"v":2458,"d":"2,458"},"F1"]
[96086797,"Насос GRUNDFOS","TPD 32-320/2-A-F-A-GQQE 400D 50Hz",{"v":2570,"d":"2,570"},"F1"]
[96086805,"Насос GRUNDFOS","TPD 32-320/2-A-F-B-BAQE 400D 50Hz",{"v":2915,"d":"2,915"},"F1"]
[96086794,"Насос GRUNDFOS","TPD 32-380/2-A-F-A-BAQE 400D 50Hz",{"v":2668,"d":"2,668"},"F1"]
[96086798,"Насос GRUNDFOS","TPD 32-380/2-A-F-A-GQQE 400D 50Hz",{"v":2780,"d":"2,780"},"F1"]
[96086806,"Насос GRUNDFOS","TPD 32-380/2-A-F-B-BAQE 400D 50Hz",{"v":3124,"d":"3,124"},"F1"]
[96492032,"Насос GRUNDFOS","TPD 32-40/4-A-F-A-BUBE 400Y 50Hz",{"v":1164,"d":"1,164"},"F1"]
[96492013,"Насос GRUNDFOS","TPD 32-40/4-A-F-A-RUUE 400Y 50Hz",{"v":1214,"d":"1,214"},"F1"]
[96086795,"Насос GRUNDFOS","TPD 32-460/2-A-F-A-BAQE 400D 50Hz",{"v":2746,"d":"2,746"},"F1"]
[96086799,"Насос GRUNDFOS","TPD 32-460/2-A-F-A-GQQE 400D 50Hz",{"v":2858,"d":"2,858"},"F1"]
[96086807,"Насос GRUNDFOS","TPD 32-460/2-A-F-B-BAQE 400D 50Hz",{"v":3309,"d":"3,309"},"F1"]
[96086796,"Насос GRUNDFOS","TPD 32-580/2-A-F-A-BAQE 400D 50Hz",{"v":3400,"d":"3,400"},"F1"]
[96086800,"Насос GRUNDFOS","TPD 32-580/2-A-F-A-GQQE 400D 50Hz",{"v":3512,"d":"3,512"},"F1"]
[96086808,"Насос GRUNDFOS","TPD 32-580/2-A-F-B-BAQE 400D 50Hz",{"v":3961,"d":"3,961"},"F1"]
[96401829,"Насос GRUNDFOS","TPD 32-60/2-A-F-A-BUBE 400Y 50Hz",{"v":1026,"d":"1,026"},"F1"]
[96438984,"Насос GRUNDFOS","TPD 32-60/2-A-F-A-RUUE 400Y 50Hz",{"v":1076,"d":"1,076"},"F1"]
[96492014,"Насос GRUNDFOS","TPD 32-60/4-A-F-A-BUBE 400Y 50Hz",{"v":1192,"d":"1,192"},"F1"]
[96492016,"Насос GRUNDFOS","TPD 32-60/4-A-F-A-RUUE 400Y 50Hz",{"v":1242,"d":"1,242"},"F1"]
[96086751,"Насос GRUNDFOS","TPD 32-80/4-A-F-A-BAQE 400Y 50Hz",{"v":1961,"d":"1,961"},"F1"]
[96086754,"Насос GRUNDFOS","TPD 32-80/4-A-F-A-GQQE 400Y 50Hz",{"v":2073,"d":"2,073"},"F1"]
[96086760,"Насос GRUNDFOS","TPD 32-80/4-A-F-B-BAQE 400Y 50Hz",{"v":2417,"d":"2,417"},"F1"]
[96086895,"Насос GRUNDFOS","TPD 40-100/4-A-F-A-BAQE 400Y 50Hz",{"v":2249,"d":"2,249"},"F1"]
[96086898,"Насос GRUNDFOS","TPD 40-100/4-A-F-A-GQQE 400Y 50Hz",{"v":2361,"d":"2,361"},"F1"]
[96086904,"Насос GRUNDFOS","TPD 40-100/4-A-F-B-BAQE 400Y 50Hz",{"v":2756,"d":"2,756"},"F1"]
[96401967,"Насос GRUNDFOS","TPD 40-120/2-A-F-A-BUBE 400Y 50Hz",{"v":1459,"d":"1,459"},"F1"]
[96438988,"Насос GRUNDFOS","TPD 40-120/2-A-F-A-RUUE 400Y 50Hz",{"v":1510,"d":"1,510"},"F1"]
[96086896,"Насос GRUNDFOS","TPD 40-130/4-A-F-A-BAQE 400Y 50Hz",{"v":2279,"d":"2,279"},"F1"]
[96086899,"Насос GRUNDFOS","TPD 40-130/4-A-F-A-GQQE 400Y 50Hz",{"v":2389,"d":"2,389"},"F1"]
[96086905,"Насос GRUNDFOS","TPD 40-130/4-A-F-B-BAQE 400Y 50Hz",{"v":2885,"d":"2,885"},"F1"]
[96086897,"Насос GRUNDFOS","TPD 40-160/4-A-F-A-BAQE 400Y 50Hz",{"v":2642,"d":"2,642"},"F1"]
[96086900,"Насос GRUNDFOS","TPD 40-160/4-A-F-A-GQQE 400Y 50Hz",{"v":2752,"d":"2,752"},"F1"]
[96086906,"Насос GRUNDFOS","TPD 40-160/4-A-F-B-BAQE 400Y 50Hz",{"v":3248,"d":"3,248"},"F1"]
[96463835,"Насос GRUNDFOS","TPD 40-190/2-A-F-A-BUBE 400Y 50Hz",{"v":1785,"d":"1,785"},"F1"]
[96463841,"Насос GRUNDFOS","TPD 40-190/2-A-F-A-RUUE 400Y 50Hz",{"v":1835,"d":"1,835"},"F1"]
[96463845,"Насос GRUNDFOS","TPD 40-230/2-A-F-A-BUBE 400Y 50Hz",{"v":1843,"d":"1,843"},"F1"]
[96463853,"Насос GRUNDFOS","TPD 40-230/2-A-F-A-RUUE 400Y 50Hz",{"v":1891,"d":"1,891"},"F1"]
[96086943,"Насос GRUNDFOS","TPD 40-240/2-A-F-A-BAQE 400D 50Hz",{"v":2615,"d":"2,615"},"F1"]
[96086948,"Насос GRUNDFOS","TPD 40-240/2-A-F-A-GQQE 400D 50Hz",{"v":2727,"d":"2,727"},"F1"]
[96086958,"Насос GRUNDFOS","TPD 40-240/2-A-F-B-BAQE 400D 50Hz",{"v":3122,"d":"3,122"},"F1"]
[96463856,"Насос GRUNDFOS","TPD 40-270/2-A-F-A-BUBE 400Y 50Hz",{"v":2011,"d":"2,011"},"F1"]
[96463862,"Насос GRUNDFOS","TPD 40-270/2-A-F-A-RUUE 400Y 50Hz",{"v":2062,"d":"2,062"},"F1"]
[96401889,"Насос GRUNDFOS","TPD 40-30/4-A-F-A-BUBE 400Y 50Hz",{"v":1143,"d":"1,143"},"F1"]
[96438986,"Насос GRUNDFOS","TPD 40-30/4-A-F-A-RUUE 400Y 50Hz",{"v":1193,"d":"1,193"},"F1"]
[96086944,"Насос GRUNDFOS","TPD 40-300/2-A-F-A-BAQE 400D 50Hz",{"v":2771,"d":"2,771"},"F1"]
[96086949,"Насос GRUNDFOS","TPD 40-300/2-A-F-A-GQQE 400D 50Hz",{"v":2884,"d":"2,884"},"F1"]
[96086959,"Насос GRUNDFOS","TPD 40-300/2-A-F-B-BAQE 400D 50Hz",{"v":3278,"d":"3,278"},"F1"]
[96086945,"Насос GRUNDFOS","TPD 40-360/2-A-F-A-BAQE 400D 50Hz",{"v":3139,"d":"3,139"},"F1"]
[96086950,"Насос GRUNDFOS","TPD 40-360/2-A-F-A-GQQE 400D 50Hz",{"v":3250,"d":"3,250"},"F1"]
[96086960,"Насос GRUNDFOS","TPD 40-360/2-A-F-B-BAQE 400D 50Hz",{"v":3646,"d":"3,646"},"F1"]
[96086946,"Насос GRUNDFOS","TPD 40-470/2-A-F-A-BAQE 400D 50Hz",{"v":4039,"d":"4,039"},"F1"]
[96086951,"Насос GRUNDFOS","TPD 40-470/2-A-F-A-GQQE 400D 50Hz",{"v":4151,"d":"4,151"},"F1"]
[96086961,"Насос GRUNDFOS","TPD 40-470/2-A-F-B-BAQE 400D 50Hz",{"v":4646,"d":"4,646"},"F1"]
[96086947,"Насос GRUNDFOS","TPD 40-580/2-A-F-A-BAQE 400D 50Hz",{"v":4299,"d":"4,299"},"F1"]
[96086952,"Насос GRUNDFOS","TPD 40-580/2-A-F-A-GQQE 400D 50Hz",{"v":4409,"d":"4,409"},"F1"]
[96086962,"Насос GRUNDFOS","TPD 40-580/2-A-F-B-BAQE 400D 50Hz",{"v":4905,"d":"4,905"},"F1"]
[96401934,"Насос GRUNDFOS","TPD 40-60/2-A-F-A-BUBE 400Y 50Hz",{"v":1162,"d":"1,162"},"F1"]
[96438987,"Насос GRUNDFOS","TPD 40-60/2-A-F-A-RUUE 400Y 50Hz",{"v":1211,"d":"1,211"},"F1"]
[96492017,"Насос GRUNDFOS","TPD 40-90/4-A-F-A-BUBE 400Y 50Hz",{"v":1408,"d":"1,408"},"F1"]
[96492019,"Насос GRUNDFOS","TPD 40-90/4-A-F-A-RUUE 400Y 50Hz",{"v":1457,"d":"1,457"},"F1"]
[96087142,"Насос GRUNDFOS","TPD 50-110/4-A-F-A-BAQE 400Y 50Hz",{"v":2652,"d":"2,652"},"F1"]
[96087148,"Насос GRUNDFOS","TPD 50-110/4-A-F-A-GQQE 400Y 50Hz",{"v":2762,"d":"2,762"},"F1"]
[96087160,"Насос GRUNDFOS","TPD 50-110/4-A-F-B-BAQE 400Y 50Hz",{"v":3342,"d":"3,342"},"F1"]
[96402124,"Насос GRUNDFOS","TPD 50-120/2-A-F-A-BUBE 400Y 50Hz",{"v":1792,"d":"1,792"},"F1"]
[96438991,"Насос GRUNDFOS","TPD 50-120/2-A-F-A-RUUE 400Y 50Hz",{"v":1842,"d":"1,842"},"F1"]
[96087143,"Насос GRUNDFOS","TPD 50-130/4-A-F-A-BAQE 400Y 50Hz",{"v":2698,"d":"2,698"},"F1"]
[96087149,"Насос GRUNDFOS","TPD 50-130/4-A-F-A-GQQE 400Y 50Hz",{"v":2809,"d":"2,809"},"F1"]
[96087161,"Насос GRUNDFOS","TPD 50-130/4-A-F-B-BAQE 400Y 50Hz",{"v":3388,"d":"3,388"},"F1"]
[96087039,"Насос GRUNDFOS","TPD 50-160/2-A-F-A-BAQE 400Y 50Hz",{"v":2319,"d":"2,319"},"F1"]
[96087050,"Насос GRUNDFOS","TPD 50-160/2-A-F-A-GQQE 400Y 50Hz",{"v":2430,"d":"2,430"},"F1"]
[96087072,"Насос GRUNDFOS","TPD 50-160/2-A-F-B-BAQE 400Y 50Hz",{"v":2673,"d":"2,673"},"F1"]
[96087144,"Насос GRUNDFOS","TPD 50-160/4-A-F-A-BAQE 400Y 50Hz",{"v":2744,"d":"2,744"},"F1"]
[96087150,"Насос GRUNDFOS","TPD 50-160/4-A-F-A-GQQE 400Y 50Hz",{"v":2855,"d":"2,855"},"F1"]
[96087162,"Насос GRUNDFOS","TPD 50-160/4-A-F-B-BAQE 400Y 50Hz",{"v":3435,"d":"3,435"},"F1"]
[96402161,"Насос GRUNDFOS","TPD 50-180/2-A-F-A-BUBE 400Y 50Hz",{"v":2024,"d":"2,024"},"F1"]
[96438992,"Насос GRUNDFOS","TPD 50-180/2-A-F-A-RUUE 400Y 50Hz",{"v":2075,"d":"2,075"},"F1"]
[96087040,"Насос GRUNDFOS","TPD 50-190/2-A-F-A-BAQE 400Y 50Hz",{"v":2511,"d":"2,511"},"F1"]
[96087051,"Насос GRUNDFOS","TPD 50-190/2-A-F-A-GQQE 400Y 50Hz",{"v":2622,"d":"2,622"},"F1"]
[96087073,"Насос GRUNDFOS","TPD 50-190/2-A-F-B-BAQE 400Y 50Hz",{"v":2865,"d":"2,865"},"F1"]
[96087297,"Насос GRUNDFOS","TPD 50-190/4-A-F-A-BAQE 400D 50Hz",{"v":2876,"d":"2,876"},"F1"]
[96087299,"Насос GRUNDFOS","TPD 50-190/4-A-F-A-GQQE 400D 50Hz",{"v":2990,"d":"2,990"},"F1"]
[96087303,"Насос GRUNDFOS","TPD 50-190/4-A-F-B-BAQE 400D 50Hz",{"v":4187,"d":"4,187"},"F1"]
[96087298,"Насос GRUNDFOS","TPD 50-230/4-A-F-A-BAQE 400D 50Hz",{"v":3144,"d":"3,144"},"F1"]
[96087300,"Насос GRUNDFOS","TPD 50-230/4-A-F-A-GQQE 400D 50Hz",{"v":3255,"d":"3,255"},"F1"]
[96087304,"Насос GRUNDFOS","TPD 50-230/4-A-F-B-BAQE 400D 50Hz",{"v":4453,"d":"4,453"},"F1"]
[96087231,"Насос GRUNDFOS","TPD 50-240/2-A-F-A-BAQE 400D 50Hz",{"v":2626,"d":"2,626"},"F1"]
[96087240,"Насос GRUNDFOS","TPD 50-240/2-A-F-A-GQQE 400D 50Hz",{"v":2738,"d":"2,738"},"F1"]
[96087258,"Насос GRUNDFOS","TPD 50-240/2-A-F-B-BAQE 400D 50Hz",{"v":2982,"d":"2,982"},"F1"]
[96087232,"Насос GRUNDFOS","TPD 50-290/2-A-F-A-BAQE 400D 50Hz",{"v":2799,"d":"2,799"},"F1"]
[96087241,"Насос GRUNDFOS","TPD 50-290/2-A-F-A-GQQE 400D 50Hz",{"v":2910,"d":"2,910"},"F1"]
[96087259,"Насос GRUNDFOS","TPD 50-290/2-A-F-B-BAQE 400D 50Hz",{"v":3154,"d":"3,154"},"F1"]
[96402023,"Насос GRUNDFOS","TPD 50-30/4-A-F-A-BUBE 400Y 50Hz",{"v":1427,"d":"1,427"},"F1"]
[96438989,"Насос GRUNDFOS","TPD 50-30/4-A-F-A-RUUE 400Y 50Hz",{"v":1476,"d":"1,476"},"F1"]
[96087233,"Насос GRUNDFOS","TPD 50-360/2-A-F-A-BAQE 400D 50Hz",{"v":3217,"d":"3,217"},"F1"]
[96087242,"Насос GRUNDFOS","TPD 50-360/2-A-F-A-GQQE 400D 50Hz",{"v":3329,"d":"3,329"},"F1"]
[96087260,"Насос GRUNDFOS","TPD 50-360/2-A-F-B-BAQE 400D 50Hz",{"v":3724,"d":"3,724"},"F1"]
[96087234,"Насос GRUNDFOS","TPD 50-430/2-A-F-A-BAQE 400D 50Hz",{"v":4257,"d":"4,257"},"F1"]
[96087243,"Насос GRUNDFOS","TPD 50-430/2-A-F-A-GQQE 400D 50Hz",{"v":4369,"d":"4,369"},"F1"]
[96087261,"Насос GRUNDFOS","TPD 50-430/2-A-F-B-BAQE 400D 50Hz",{"v":4764,"d":"4,764"},"F1"]
[96087235,"Насос GRUNDFOS","TPD 50-440/2-A-F-A-BAQE 400D 50Hz",{"v":4402,"d":"4,402"},"F1"]
[96087244,"Насос GRUNDFOS","TPD 50-440/2-A-F-A-GQQE 400D 50Hz",{"v":4513,"d":"4,513"},"F1"]
[96087262,"Насос GRUNDFOS","TPD 50-440/2-A-F-B-BAQE 400D 50Hz",{"v":5092,"d":"5,092"},"F1"]
[96087236,"Насос GRUNDFOS","TPD 50-570/2-A-F-A-BAQE 400D 50Hz",{"v":5956,"d":"5,956"},"F1"]
[96087245,"Насос GRUNDFOS","TPD 50-570/2-A-F-A-GQQE 400D 50Hz",{"v":6066,"d":"6,066"},"F1"]
[96087263,"Насос GRUNDFOS","TPD 50-570/2-A-F-B-BAQE 400D 50Hz",{"v":6646,"d":"6,646"},"F1"]
[96402091,"Насос GRUNDFOS","TPD 50-60/2-A-F-A-BUBE 400Y 50Hz",{"v":1460,"d":"1,460"},"F1"]
[96438990,"Насос GRUNDFOS","TPD 50-60/2-A-F-A-RUUE 400Y 50Hz",{"v":1511,"d":"1,511"},"F1"]
[96405767,"Насос GRUNDFOS","TPD 50-60/4-A-F-A-BUBE 400Y 50Hz",{"v":1762,"d":"1,762"},"F1"]
[96439010,"Насос GRUNDFOS","TPD 50-60/4-A-F-A-RUUE 400Y 50Hz",{"v":1812,"d":"1,812"},"F1"]
[96087237,"Насос GRUNDFOS","TPD 50-710/2-A-F-A-BAQE 400D 50Hz",{"v":6381,"d":"6,381"},"F1"]
[96087246,"Насос GRUNDFOS","TPD 50-710/2-A-F-A-GQQE 400D 50Hz",{"v":6493,"d":"6,493"},"F1"]
[96087264,"Насос GRUNDFOS","TPD 50-710/2-A-F-B-BAQE 400D 50Hz",{"v":7691,"d":"7,691"},"F1"]
[96087238,"Насос GRUNDFOS","TPD 50-830/2-A-F-A-BAQE 400D 50Hz",{"v":8002,"d":"8,002"},"F1"]
[96087247,"Насос GRUNDFOS","TPD 50-830/2-A-F-A-GQQE 400D 50Hz",{"v":8114,"d":"8,114"},"F1"]
[96087265,"Насос GRUNDFOS","TPD 50-830/2-A-F-B-BAQE 400D 50Hz",{"v":9313,"d":"9,313"},"F1"]
[96087141,"Насос GRUNDFOS","TPD 50-90/4-A-F-A-BAQE 400Y 50Hz",{"v":2416,"d":"2,416"},"F1"]
[96087147,"Насос GRUNDFOS","TPD 50-90/4-A-F-A-GQQE 400Y 50Hz",{"v":2528,"d":"2,528"},"F1"]
[96087159,"Насос GRUNDFOS","TPD 50-90/4-A-F-B-BAQE 400Y 50Hz",{"v":2923,"d":"2,923"},"F1"]
[96087239,"Насос GRUNDFOS","TPD 50-900/2-A-F-A-BAQE 400D 50Hz",{"v":9205,"d":"9,205"},"F1"]
[96087248,"Насос GRUNDFOS","TPD 50-900/2-A-F-A-GQQE 400D 50Hz",{"v":9317,"d":"9,317"},"F1"]
[96087266,"Насос GRUNDFOS","TPD 50-900/2-A-F-B-BAQE 400D 50Hz",{"v":10516,"d":"10,516"},"F1"]
[96087466,"Насос GRUNDFOS","TPD 65-110/4-A-F-A-BAQE 400Y 50Hz",{"v":2825,"d":"2,825"},"F1"]
[96087472,"Насос GRUNDFOS","TPD 65-110/4-A-F-A-GQQE 400Y 50Hz",{"v":2936,"d":"2,936"},"F1"]
[96087484,"Насос GRUNDFOS","TPD 65-110/4-A-F-B-BAQE 400Y 50Hz",{"v":3712,"d":"3,712"},"F1"]
[96402303,"Насос GRUNDFOS","TPD 65-120/2-A-F-A-BUBE 400Y 50Hz",{"v":2260,"d":"2,260"},"F1"]
[96438996,"Насос GRUNDFOS","TPD 65-120/2-A-F-A-RUUE 400Y 50Hz",{"v":2312,"d":"2,312"},"F1"]
[96087467,"Насос GRUNDFOS","TPD 65-130/4-A-F-A-BAQE 400Y 50Hz",{"v":2982,"d":"2,982"},"F1"]
[96087473,"Насос GRUNDFOS","TPD 65-130/4-A-F-A-GQQE 400Y 50Hz",{"v":3094,"d":"3,094"},"F1"]
[96087485,"Насос GRUNDFOS","TPD 65-130/4-A-F-B-BAQE 400Y 50Hz",{"v":3869,"d":"3,869"},"F1"]
[96087639,"Насос GRUNDFOS","TPD 65-150/4-A-F-A-BAQE 400D 50Hz",{"v":3232,"d":"3,232"},"F1"]
[96087642,"Насос GRUNDFOS","TPD 65-150/4-A-F-A-GQQE 400D 50Hz",{"v":3345,"d":"3,345"},"F1"]
[96087648,"Насос GRUNDFOS","TPD 65-150/4-A-F-B-BAQE 400D 50Hz",{"v":4120,"d":"4,120"},"F1"]
[96087640,"Насос GRUNDFOS","TPD 65-170/4-A-F-A-BAQE 400D 50Hz",{"v":3374,"d":"3,374"},"F1"]
[96087643,"Насос GRUNDFOS","TPD 65-170/4-A-F-A-GQQE 400D 50Hz",{"v":3487,"d":"3,487"},"F1"]
[96087649,"Насос GRUNDFOS","TPD 65-170/4-A-F-B-BAQE 400D 50Hz",{"v":4261,"d":"4,261"},"F1"]
[96402331,"Насос GRUNDFOS","TPD 65-180/2-A-F-A-BUBE 400Y 50Hz",{"v":2460,"d":"2,460"},"F1"]
[96438997,"Насос GRUNDFOS","TPD 65-180/2-A-F-A-RUUE 400Y 50Hz",{"v":2512,"d":"2,512"},"F1"]
[96087561,"Насос GRUNDFOS","TPD 65-190/2-A-F-A-BAQE 400D 50Hz",{"v":2611,"d":"2,611"},"F1"]
[96087571,"Насос GRUNDFOS","TPD 65-190/2-A-F-A-GQQE 400D 50Hz",{"v":2721,"d":"2,721"},"F1"]
[96087591,"Насос GRUNDFOS","TPD 65-190/2-A-F-B-BAQE 400D 50Hz",{"v":2983,"d":"2,983"},"F1"]
[96087562,"Насос GRUNDFOS","TPD 65-230/2-A-F-A-BAQE 400D 50Hz",{"v":2797,"d":"2,797"},"F1"]
[96087572,"Насос GRUNDFOS","TPD 65-230/2-A-F-A-GQQE 400D 50Hz",{"v":2907,"d":"2,907"},"F1"]
[96087592,"Насос GRUNDFOS","TPD 65-230/2-A-F-B-BAQE 400D 50Hz",{"v":3169,"d":"3,169"},"F1"]
[96087641,"Насос GRUNDFOS","TPD 65-240/4-A-F-A-BAQE 400D 50Hz",{"v":3875,"d":"3,875"},"F1"]
[96087644,"Насос GRUNDFOS","TPD 65-240/4-A-F-A-GQQE 400D 50Hz",{"v":3987,"d":"3,987"},"F1"]
[96087650,"Насос GRUNDFOS","TPD 65-240/4-A-F-B-BAQE 400D 50Hz",{"v":5228,"d":"5,228"},"F1"]
[96087563,"Насос GRUNDFOS","TPD 65-260/2-A-F-A-BAQE 400D 50Hz",{"v":3200,"d":"3,200"},"F1"]
[96087573,"Насос GRUNDFOS","TPD 65-260/2-A-F-A-GQQE 400D 50Hz",{"v":3312,"d":"3,312"},"F1"]
[96087593,"Насос GRUNDFOS","TPD 65-260/2-A-F-B-BAQE 400D 50Hz",{"v":3573,"d":"3,573"},"F1"]
[96402219,"Насос GRUNDFOS","TPD 65-30/4-A-F-A-BUBE 400Y 50Hz",{"v":1792,"d":"1,792"},"F1"]
[96438993,"Насос GRUNDFOS","TPD 65-30/4-A-F-A-RUUE 400Y 50Hz",{"v":1842,"d":"1,842"},"F1"]
[96087564,"Насос GRUNDFOS","TPD 65-340/2-A-F-A-BAQE 400D 50Hz",{"v":4342,"d":"4,342"},"F1"]
[96087574,"Насос GRUNDFOS","TPD 65-340/2-A-F-A-GQQE 400D 50Hz",{"v":4453,"d":"4,453"},"F1"]
[96087594,"Насос GRUNDFOS","TPD 65-340/2-A-F-B-BAQE 400D 50Hz",{"v":4870,"d":"4,870"},"F1"]
[96087565,"Насос GRUNDFOS","TPD 65-410/2-A-F-A-BAQE 400D 50Hz",{"v":4550,"d":"4,550"},"F1"]
[96087575,"Насос GRUNDFOS","TPD 65-410/2-A-F-A-GQQE 400D 50Hz",{"v":4663,"d":"4,663"},"F1"]
[96087595,"Насос GRUNDFOS","TPD 65-410/2-A-F-B-BAQE 400D 50Hz",{"v":5078,"d":"5,078"},"F1"]
[96087566,"Насос GRUNDFOS","TPD 65-460/2-A-F-A-BAQE 400D 50Hz",{"v":6120,"d":"6,120"},"F1"]
[96087576,"Насос GRUNDFOS","TPD 65-460/2-A-F-A-GQQE 400D 50Hz",{"v":6232,"d":"6,232"},"F1"]
[96087596,"Насос GRUNDFOS","TPD 65-460/2-A-F-B-BAQE 400D 50Hz",{"v":7006,"d":"7,006"},"F1"]
[96087567,"Насос GRUNDFOS","TPD 65-550/2-A-F-A-BAQE 400D 50Hz",{"v":7218,"d":"7,218"},"F1"]
[96087577,"Насос GRUNDFOS","TPD 65-550/2-A-F-A-GQQE 400D 50Hz",{"v":7330,"d":"7,330"},"F1"]
[96087597,"Насос GRUNDFOS","TPD 65-550/2-A-F-B-BAQE 400D 50Hz",{"v":8106,"d":"8,106"},"F1"]
[96409272,"Насос GRUNDFOS","TPD 65-60/2-A-F-A-BUBE 400Y 50Hz",{"v":1795,"d":"1,795"},"F1"]
[96439011,"Насос GRUNDFOS","TPD 65-60/2-A-F-A-RUUE 400Y 50Hz",{"v":1846,"d":"1,846"},"F1"]
[96402248,"Насос GRUNDFOS","TPD 65-60/4-A-F-A-BUBE 400Y 50Hz",{"v":2151,"d":"2,151"},"F1"]
[96438995,"Насос GRUNDFOS","TPD 65-60/4-A-F-A-RUUE 400Y 50Hz",{"v":2198,"d":"2,198"},"F1"]
[96087568,"Насос GRUNDFOS","TPD 65-660/2-A-F-A-BAQE 400D 50Hz",{"v":8578,"d":"8,578"},"F1"]
[96087578,"Насос GRUNDFOS","TPD 65-660/2-A-F-A-GQQE 400D 50Hz",{"v":8690,"d":"8,690"},"F1"]
[96087598,"Насос GRUNDFOS","TPD 65-660/2-A-F-B-BAQE 400D 50Hz",{"v":9466,"d":"9,466"},"F1"]
[96087569,"Насос GRUNDFOS","TPD 65-720/2-A-F-A-BAQE 400D 50Hz",{"v":9587,"d":"9,587"},"F1"]
[96087579,"Насос GRUNDFOS","TPD 65-720/2-A-F-A-GQQE 400D 50Hz",{"v":9698,"d":"9,698"},"F1"]
[96087599,"Насос GRUNDFOS","TPD 65-720/2-A-F-B-BAQE 400D 50Hz",{"v":10939,"d":"10,939"},"F1"]
[96087465,"Насос GRUNDFOS","TPD 65-90/4-A-F-A-BAQE 400Y 50Hz",{"v":2720,"d":"2,720"},"F1"]
[96087471,"Насос GRUNDFOS","TPD 65-90/4-A-F-A-GQQE 400Y 50Hz",{"v":2832,"d":"2,832"},"F1"]
[96087483,"Насос GRUNDFOS","TPD 65-90/4-A-F-B-BAQE 400Y 50Hz",{"v":3248,"d":"3,248"},"F1"]
[96087570,"Насос GRUNDFOS","TPD 65-930/2-A-F-A-BAQE 400D 50Hz",{"v":11166,"d":"11,166"},"F1"]
[96087580,"Насос GRUNDFOS","TPD 65-930/2-A-F-A-GQQE 400D 50Hz",{"v":11278,"d":"11,278"},"F1"]
[96087600,"Насос GRUNDFOS","TPD 65-930/2-A-F-B-BAQE 400D 50Hz",{"v":12518,"d":"12,518"},"F1"]
[96108879,"Насос GRUNDFOS","TPD 80-110/4-A-F-A-BAQE 400D 50Hz",{"v":3295,"d":"3,295"},"F1"]
[96108885,"Насос GRUNDFOS","TPD 80-110/4-A-F-A-GQQE 400D 50Hz",{"v":3407,"d":"3,407"},"F1"]
[96108903,"Насос GRUNDFOS","TPD 80-110/4-A-F-B-BAQE 400D 50Hz",{"v":4089,"d":"4,089"},"F1"]
[96402472,"Насос GRUNDFOS","TPD 80-120/2-A-F-A-BUBE 400Y 50Hz",{"v":2859,"d":"2,859"},"F1"]
[96439003,"Насос GRUNDFOS","TPD 80-120/2-A-F-A-RUUE 400Y 50Hz",{"v":2911,"d":"2,911"},"F1"]
[96108767,"Насос GRUNDFOS","TPD 80-140/2-A-F-A-BAQE 400D 50Hz",{"v":2771,"d":"2,771"},"F1"]
[96108777,"Насос GRUNDFOS","TPD 80-140/2-A-F-A-GQQE 400D 50Hz",{"v":2884,"d":"2,884"},"F1"]
[96108807,"Насос GRUNDFOS","TPD 80-140/2-A-F-B-BAQE 400D 50Hz",{"v":3183,"d":"3,183"},"F1"]
[96108880,"Насос GRUNDFOS","TPD 80-150/4-A-F-A-BAQE 400D 50Hz",{"v":3451,"d":"3,451"},"F1"]
[96108886,"Насос GRUNDFOS","TPD 80-150/4-A-F-A-GQQE 400D 50Hz",{"v":3564,"d":"3,564"},"F1"]
[96108904,"Насос GRUNDFOS","TPD 80-150/4-A-F-B-BAQE 400D 50Hz",{"v":4399,"d":"4,399"},"F1"]
[96108881,"Насос GRUNDFOS","TPD 80-170/4-A-F-A-BAQE 400D 50Hz",{"v":4342,"d":"4,342"},"F1"]
[96108887,"Насос GRUNDFOS","TPD 80-170/4-A-F-A-GQQE 400D 50Hz",{"v":4453,"d":"4,453"},"F1"]
[96108905,"Насос GRUNDFOS","TPD 80-170/4-A-F-B-BAQE 400D 50Hz",{"v":5288,"d":"5,288"},"F1"]
[96108768,"Насос GRUNDFOS","TPD 80-180/2-A-F-A-BAQE 400D 50Hz",{"v":3034,"d":"3,034"},"F1"]
[96108778,"Насос GRUNDFOS","TPD 80-180/2-A-F-A-GQQE 400D 50Hz",{"v":3146,"d":"3,146"},"F1"]
[96108808,"Насос GRUNDFOS","TPD 80-180/2-A-F-B-BAQE 400D 50Hz",{"v":3443,"d":"3,443"},"F1"]
[96108769,"Насос GRUNDFOS","TPD 80-210/2-A-F-A-BAQE 400D 50Hz",{"v":3404,"d":"3,404"},"F1"]
[96108779,"Насос GRUNDFOS","TPD 80-210/2-A-F-A-GQQE 400D 50Hz",{"v":3516,"d":"3,516"},"F1"]
[96108809,"Насос GRUNDFOS","TPD 80-210/2-A-F-B-BAQE 400D 50Hz",{"v":3815,"d":"3,815"},"F1"]
[96108770,"Насос GRUNDFOS","TPD 80-240/2-A-F-A-BAQE 400D 50Hz",{"v":4394,"d":"4,394"},"F1"]
[96108780,"Насос GRUNDFOS","TPD 80-240/2-A-F-A-GQQE 400D 50Hz",{"v":4506,"d":"4,506"},"F1"]
[96108810,"Насос GRUNDFOS","TPD 80-240/2-A-F-B-BAQE 400D 50Hz",{"v":4804,"d":"4,804"},"F1"]
[96108882,"Насос GRUNDFOS","TPD 80-240/4-A-F-A-BAQE 400D 50Hz",{"v":4971,"d":"4,971"},"F1"]
[96108888,"Насос GRUNDFOS","TPD 80-240/4-A-F-A-GQQE 400D 50Hz",{"v":5150,"d":"5,150"},"F1"]
[96108906,"Насос GRUNDFOS","TPD 80-240/4-A-F-B-BAQE 400D 50Hz",{"v":6367,"d":"6,367"},"F1"]
[96108771,"Насос GRUNDFOS","TPD 80-250/2-A-F-A-BAQE 400D 50Hz",{"v":4655,"d":"4,655"},"F1"]
[96108781,"Насос GRUNDFOS","TPD 80-250/2-A-F-A-GQQE 400D 50Hz",{"v":4767,"d":"4,767"},"F1"]
[96108811,"Насос GRUNDFOS","TPD 80-250/2-A-F-B-BAQE 400D 50Hz",{"v":5450,"d":"5,450"},"F1"]
[96108883,"Насос GRUNDFOS","TPD 80-270/4-A-F-A-BAQE 400D 50Hz",{"v":5363,"d":"5,363"},"F1"]
[96108889,"Насос GRUNDFOS","TPD 80-270/4-A-F-A-GQQE 400D 50Hz",{"v":5542,"d":"5,542"},"F1"]
[96108907,"Насос GRUNDFOS","TPD 80-270/4-A-F-B-BAQE 400D 50Hz",{"v":7645,"d":"7,645"},"F1"]
[96402378,"Насос GRUNDFOS","TPD 80-30/4-A-F-A-BUBE 400Y 50Hz",{"v":2417,"d":"2,417"},"F1"]
[96438999,"Насос GRUNDFOS","TPD 80-30/4-A-F-A-RUUE 400Y 50Hz",{"v":2466,"d":"2,466"},"F1"]
[96108772,"Насос GRUNDFOS","TPD 80-330/2-A-F-A-BAQE 400D 50Hz",{"v":6276,"d":"6,276"},"F1"]
[96108782,"Насос GRUNDFOS","TPD 80-330/2-A-F-A-GQQE 400D 50Hz",{"v":6389,"d":"6,389"},"F1"]
[96108812,"Насос GRUNDFOS","TPD 80-330/2-A-F-B-BAQE 400D 50Hz",{"v":7071,"d":"7,071"},"F1"]
[96108884,"Насос GRUNDFOS","TPD 80-340/4-A-F-A-BAQE 400D 50Hz",{"v":6368,"d":"6,368"},"F1"]
[96108890,"Насос GRUNDFOS","TPD 80-340/4-A-F-A-GQQE 400D 50Hz",{"v":6548,"d":"6,548"},"F1"]
[96108908,"Насос GRUNDFOS","TPD 80-340/4-A-F-B-BAQE 400D 50Hz",{"v":8651,"d":"8,651"},"F1"]
[96108773,"Насос GRUNDFOS","TPD 80-400/2-A-F-A-BAQE 400D 50Hz",{"v":6297,"d":"6,297"},"F1"]
[96108783,"Насос GRUNDFOS","TPD 80-400/2-A-F-A-GQQE 400D 50Hz",{"v":6409,"d":"6,409"},"F1"]
[96108813,"Насос GRUNDFOS","TPD 80-400/2-A-F-B-BAQE 400D 50Hz",{"v":7092,"d":"7,092"},"F1"]
[96108774,"Насос GRUNDFOS","TPD 80-520/2-A-F-A-BAQE 400D 50Hz",{"v":7919,"d":"7,919"},"F1"]
[96108784,"Насос GRUNDFOS","TPD 80-520/2-A-F-A-GQQE 400D 50Hz",{"v":8031,"d":"8,031"},"F1"]
[96108814,"Насос GRUNDFOS","TPD 80-520/2-A-F-B-BAQE 400D 50Hz",{"v":8865,"d":"8,865"},"F1"]
[96108775,"Насос GRUNDFOS","TPD 80-570/2-A-F-A-BAQE 400D 50Hz",{"v":9938,"d":"9,938"},"F1"]
[96108785,"Насос GRUNDFOS","TPD 80-570/2-A-F-A-GQQE 400D 50Hz",{"v":10050,"d":"10,050"},"F1"]
[96108815,"Насос GRUNDFOS","TPD 80-570/2-A-F-B-BAQE 400D 50Hz",{"v":10884,"d":"10,884"},"F1"]
[96402427,"Насос GRUNDFOS","TPD 80-60/4-A-F-A-BUBE 400Y 50Hz",{"v":2762,"d":"2,762"},"F1"]
[96439001,"Насос GRUNDFOS","TPD 80-60/4-A-F-A-RUUE 400Y 50Hz",{"v":2809,"d":"2,809"},"F1"]
[96108641,"Насос GRUNDFOS","TPD 80-70/4-A-F-A-BAQE 400Y 50Hz",{"v":2876,"d":"2,876"},"F1"]
[96108649,"Насос GRUNDFOS","TPD 80-70/4-A-F-A-GQQE 400Y 50Hz",{"v":2990,"d":"2,990"},"F1"]
[96108673,"Насос GRUNDFOS","TPD 80-70/4-A-F-B-BAQE 400Y 50Hz",{"v":3671,"d":"3,671"},"F1"]
[96108776,"Насос GRUNDFOS","TPD 80-700/2-A-F-A-BAQE 400D 50Hz",{"v":11324,"d":"11,324"},"F1"]
[96108786,"Насос GRUNDFOS","TPD 80-700/2-A-F-A-GQQE 400D 50Hz",{"v":11436,"d":"11,436"},"F1"]
[96108816,"Насос GRUNDFOS","TPD 80-700/2-A-F-B-BAQE 400D 50Hz",{"v":12270,"d":"12,270"},"F1"]
[96108642,"Насос GRUNDFOS","TPD 80-90/4-A-F-A-BAQE 400Y 50Hz",{"v":3034,"d":"3,034"},"F1"]
[96108650,"Насос GRUNDFOS","TPD 80-90/4-A-F-A-GQQE 400Y 50Hz",{"v":3146,"d":"3,146"},"F1"]
[96108674,"Насос GRUNDFOS","TPD 80-90/4-A-F-B-BAQE 400Y 50Hz",{"v":3829,"d":"3,829"},"F1"]
[96110379,"Насос GRUNDFOS","TPE 100-110/4-A-F-A-BAQE 3x400 50Hz",{"v":4632,"d":"4,632"},"F2"]
[96110389,"Насос GRUNDFOS","TPE 100-110/4-A-F-A-GQQE 3x400 50Hz",{"v":4691,"d":"4,691"},"F2"]
[96276021,"Насос GRUNDFOS","TPE 100-110/4-S-A-F-A-BAQE 3x400 50Hz",{"v":5230,"d":"5,230"},"F2"]
[96276023,"Насос GRUNDFOS","TPE 100-110/4-S-A-F-A-GQQE 3x400 50Hz",{"v":5263,"d":"5,263"},"F2"]
[98112708,"Насос GRUNDFOS","TPE 100-120/2-A-F-A-BUBE 3X400 50HZ",{"v":3885,"d":"3,885"},"F2"]
[98166489,"Насос GRUNDFOS","TPE 100-120/2-A-F-A-RUUE 3X400 50HZ",{"v":3913,"d":"3,913"},"F2"]
[98112704,"Насос GRUNDFOS","TPE 100-120/2-S-A-F-A-BUBE 3X400 50HZ",{"v":4357,"d":"4,357"},"F2"]
[98112706,"Насос GRUNDFOS","TPE 100-120/2-S-A-F-A-RUUE 3X400 50HZ",{"v":4380,"d":"4,380"},"F2"]
[96110380,"Насос GRUNDFOS","TPE 100-130/4-A-F-A-BAQE 3x400 50Hz",{"v":5064,"d":"5,064"},"F2"]
[96110390,"Насос GRUNDFOS","TPE 100-130/4-A-F-A-GQQE 3x400 50Hz",{"v":5160,"d":"5,160"},"F2"]
[96276027,"Насос GRUNDFOS","TPE 100-130/4-S-A-F-A-BAQE 3x400 50Hz",{"v":5685,"d":"5,685"},"F2"]
[96276029,"Насос GRUNDFOS","TPE 100-130/4-S-A-F-A-GQQE 3x400 50Hz",{"v":5752,"d":"5,752"},"F2"]
[96110279,"Насос GRUNDFOS","TPE 100-160/2-A-F-A-BAQE 3x400 50Hz",{"v":4018,"d":"4,018"},"F2"]
[96110286,"Насос GRUNDFOS","TPE 100-160/2-A-F-A-GQQE 3x400 50Hz",{"v":4079,"d":"4,079"},"F2"]
[96275661,"Насос GRUNDFOS","TPE 100-160/2-S-A-F-A-BAQE 3x400 50Hz",{"v":4623,"d":"4,623"},"F2"]
[96275663,"Насос GRUNDFOS","TPE 100-160/2-S-A-F-A-GQQE 3x400 50Hz",{"v":4683,"d":"4,683"},"F2"]
[96110381,"Насос GRUNDFOS","TPE 100-170/4-A-F-A-BAQE 3x400 50Hz",{"v":5695,"d":"5,695"},"F2"]
[96110391,"Насос GRUNDFOS","TPE 100-170/4-A-F-A-GQQE 3x400 50Hz",{"v":5791,"d":"5,791"},"F2"]
[96276033,"Насос GRUNDFOS","TPE 100-170/4-S-A-F-A-BAQE 3x400 50Hz",{"v":6285,"d":"6,285"},"F2"]
[96276035,"Насос GRUNDFOS","TPE 100-170/4-S-A-F-A-GQQE 3x400 50Hz",{"v":6380,"d":"6,380"},"F2"]
[96110280,"Насос GRUNDFOS","TPE 100-200/2-A-F-A-BAQE 3x400 50Hz",{"v":4714,"d":"4,714"},"F2"]
[96110287,"Насос GRUNDFOS","TPE 100-200/2-A-F-A-GQQE 3x400 50Hz",{"v":4773,"d":"4,773"},"F2"]
[96275667,"Насос GRUNDFOS","TPE 100-200/2-S-A-F-A-BAQE 3x400 50Hz",{"v":5332,"d":"5,332"},"F2"]
[96275669,"Насос GRUNDFOS","TPE 100-200/2-S-A-F-A-GQQE 3x400 50Hz",{"v":5392,"d":"5,392"},"F2"]
[96899005,"Насос GRUNDFOS","TPE 100-200/4-A-F-A-BAQE 3x400 50Hz",{"v":6237,"d":"6,237"},"F2"]
[96899006,"Насос GRUNDFOS","TPE 100-200/4-A-F-A-GQQE 3x400 50Hz",{"v":6336,"d":"6,336"},"F2"]
[96890957,"Насос GRUNDFOS","TPE 100-200/4-S-A-F-A-BAQE 3x400 50Hz",{"v":6810,"d":"6,810"},"F2"]
[96890958,"Насос GRUNDFOS","TPE 100-200/4-S-A-F-A-GQQE 3x400 50Hz",{"v":6940,"d":"6,940"},"F2"]
[96110281,"Насос GRUNDFOS","TPE 100-240/2-A-F-A-BAQE 3x400 50Hz",{"v":5157,"d":"5,157"},"F2"]
[96110288,"Насос GRUNDFOS","TPE 100-240/2-A-F-A-GQQE 3x400 50Hz",{"v":5216,"d":"5,216"},"F2"]
[96275673,"Насос GRUNDFOS","TPE 100-240/2-S-A-F-A-BAQE 3x400 50Hz",{"v":5778,"d":"5,778"},"F2"]
[96275675,"Насос GRUNDFOS","TPE 100-240/2-S-A-F-A-GQQE 3x400 50Hz",{"v":5837,"d":"5,837"},"F2"]
[96110282,"Насос GRUNDFOS","TPE 100-250/2-A-F-A-BAQE 3x400 50Hz",{"v":7005,"d":"7,005"},"F2"]
[96110289,"Насос GRUNDFOS","TPE 100-250/2-A-F-A-GQQE 3x400 50Hz",{"v":7066,"d":"7,066"},"F2"]
[96275679,"Насос GRUNDFOS","TPE 100-250/2-S-A-F-A-BAQE 3x400 50Hz",{"v":7645,"d":"7,645"},"F2"]
[96275681,"Насос GRUNDFOS","TPE 100-250/2-S-A-F-A-GQQE 3x400 50Hz",{"v":7705,"d":"7,705"},"F2"]
[96110383,"Насос GRUNDFOS","TPE 100-250/4-A-F-A-BAQE 3x400 50Hz",{"v":7649,"d":"7,649"},"F2"]
[96110393,"Насос GRUNDFOS","TPE 100-250/4-A-F-A-GQQE 3x400 50Hz",{"v":7671,"d":"7,671"},"F2"]
[96276045,"Насос GRUNDFOS","TPE 100-250/4-S-A-F-A-BAQE 3x400 50Hz",{"v":8285,"d":"8,285"},"F2"]
[96276047,"Насос GRUNDFOS","TPE 100-250/4-S-A-F-A-GQQE 3x400 50Hz",{"v":8383,"d":"8,383"},"F2"]
[98514476,"Насос GRUNDFOS","TPE 100-30/4-A-F-A-BUBE 1X230 50HZ",{"v":2564,"d":"2,564"},"F2"]
[98514488,"Насос GRUNDFOS","TPE 100-30/4-A-F-A-BUBE 3X400 50HZ",{"v":3293,"d":"3,293"},"F2"]
[98514478,"Насос GRUNDFOS","TPE 100-30/4-A-F-A-RUUE 1X230 50HZ",{"v":2565,"d":"2,565"},"F2"]
[98514490,"Насос GRUNDFOS","TPE 100-30/4-A-F-A-RUUE 3X400 50HZ",{"v":2950,"d":"2,950"},"F2"]
[98512131,"Насос GRUNDFOS","TPE 100-30/4-S-A-F-A-BUBE 1X230 50HZ",{"v":3150,"d":"3,150"},"F2"]
[98512134,"Насос GRUNDFOS","TPE 100-30/4-S-A-F-A-BUBE 3X400 50HZ",{"v":3460,"d":"3,460"},"F2"]
[98512133,"Насос GRUNDFOS","TPE 100-30/4-S-A-F-A-RUUE 1X230 50HZ",{"v":3176,"d":"3,176"},"F2"]
[98512136,"Насос GRUNDFOS","TPE 100-30/4-S-A-F-A-RUUE 3X400 50HZ",{"v":3418,"d":"3,418"},"F2"]
[96110283,"Насос GRUNDFOS","TPE 100-310/2-A-F-A-BAQE 3x400 50Hz",{"v":8056,"d":"8,056"},"F2"]
[96110290,"Насос GRUNDFOS","TPE 100-310/2-A-F-A-GQQE 3x400 50Hz",{"v":8116,"d":"8,116"},"F2"]
[96275685,"Насос GRUNDFOS","TPE 100-310/2-S-A-F-A-BAQE 3x400 50Hz",{"v":8695,"d":"8,695"},"F2"]
[96275687,"Насос GRUNDFOS","TPE 100-310/2-S-A-F-A-GQQE 3x400 50Hz",{"v":8756,"d":"8,756"},"F2"]
[96110384,"Насос GRUNDFOS","TPE 100-330/4-A-F-A-BAQE 3x400 50Hz",{"v":8782,"d":"8,782"},"F2"]
[96110394,"Насос GRUNDFOS","TPE 100-330/4-A-F-A-GQQE 3x400 50Hz",{"v":8925,"d":"8,925"},"F2"]
[96276051,"Насос GRUNDFOS","TPE 100-330/4-S-A-F-A-BAQE 3x400 50Hz",{"v":9435,"d":"9,435"},"F2"]
[96276053,"Насос GRUNDFOS","TPE 100-330/4-S-A-F-A-GQQE 3x400 50Hz",{"v":9430,"d":"9,430"},"F2"]
[96110284,"Насос GRUNDFOS","TPE 100-360/2-A-F-A-BAQE 3x400 50Hz",{"v":9739,"d":"9,739"},"F2"]
[96110291,"Насос GRUNDFOS","TPE 100-360/2-A-F-A-GQQE 3x400 50Hz",{"v":9799,"d":"9,799"},"F2"]
[96275691,"Насос GRUNDFOS","TPE 100-360/2-S-A-F-A-BAQE 3x400 50Hz",{"v":10327,"d":"10,327"},"F2"]
[96275693,"Насос GRUNDFOS","TPE 100-360/2-S-A-F-A-GQQE 3x400 50Hz",{"v":10388,"d":"10,388"},"F2"]
[96110385,"Насос GRUNDFOS","TPE 100-370/4-A-F-A-BAQE 3x400 50Hz",{"v":10466,"d":"10,466"},"F2"]
[96110395,"Насос GRUNDFOS","TPE 100-370/4-A-F-A-GQQE 3x400 50Hz",{"v":10568,"d":"10,568"},"F2"]
[96276057,"Насос GRUNDFOS","TPE 100-370/4-S-A-F-A-BAQE 3x400 50Hz",{"v":11071,"d":"11,071"},"F2"]
[96276059,"Насос GRUNDFOS","TPE 100-370/4-S-A-F-A-GQQE 3x400 50Hz",{"v":11163,"d":"11,163"},"F2"]
[96110285,"Насос GRUNDFOS","TPE 100-390/2-A-F-A-BAQE 3x400 50Hz",{"v":11036,"d":"11,036"},"F2"]
[96110292,"Насос GRUNDFOS","TPE 100-390/2-A-F-A-GQQE 3x400 50Hz",{"v":11099,"d":"11,099"},"F2"]
[96275697,"Насос GRUNDFOS","TPE 100-390/2-S-A-F-A-BAQE 3x400 50Hz",{"v":11676,"d":"11,676"},"F2"]
[96275699,"Насос GRUNDFOS","TPE 100-390/2-S-A-F-A-GQQE 3x400 50Hz",{"v":11739,"d":"11,739"},"F2"]
[98504678,"Насос GRUNDFOS","TPE 100-60/4-A-F-A-BUBE 3X400 50HZ",{"v":3271,"d":"3,271"},"F2"]
[98504679,"Насос GRUNDFOS","TPE 100-60/4-A-F-A-RUUE 3X400 50HZ",{"v":3298,"d":"3,298"},"F2"]
[98504684,"Насос GRUNDFOS","TPE 100-60/4-S-A-F-A-BUBE 3X400 50HZ",{"v":3885,"d":"3,885"},"F2"]
[98504685,"Насос GRUNDFOS","TPE 100-60/4-S-A-F-A-RUUE 3X400 50HZ",{"v":3798,"d":"3,798"},"F2"]
[96110377,"Насос GRUNDFOS","TPE 100-70/4-A-F-A-BAQE 3x400 50Hz",{"v":3801,"d":"3,801"},"F2"]
[96110387,"Насос GRUNDFOS","TPE 100-70/4-A-F-A-GQQE 3x400 50Hz",{"v":3860,"d":"3,860"},"F2"]
[96276009,"Насос GRUNDFOS","TPE 100-70/4-S-A-F-A-BAQE 3x400 50Hz",{"v":4419,"d":"4,419"},"F2"]
[96276011,"Насос GRUNDFOS","TPE 100-70/4-S-A-F-A-GQQE 3x400 50Hz",{"v":4479,"d":"4,479"},"F2"]
[96110378,"Насос GRUNDFOS","TPE 100-90/4-A-F-A-BAQE 3x400 50Hz",{"v":4244,"d":"4,244"},"F2"]
[96110388,"Насос GRUNDFOS","TPE 100-90/4-A-F-A-GQQE 3x400 50Hz",{"v":4303,"d":"4,303"},"F2"]
[96276015,"Насос GRUNDFOS","TPE 100-90/4-S-A-F-A-BAQE 3x400 50Hz",{"v":4862,"d":"4,862"},"F2"]
[96276017,"Насос GRUNDFOS","TPE 100-90/4-S-A-F-A-GQQE 3x400 50Hz",{"v":4921,"d":"4,921"},"F2"]
[95046201,"Насос GRUNDFOS","TPE 125-100/4-A-F-A-BAQE 3x400 50Hz",{"v":5323,"d":"5,323"},"F2"]
[97927513,"Насос GRUNDFOS","TPE 125-100/4-A-F-A-GQQE 3x400 50Hz",{"v":5383,"d":"5,383"},"F2"]
[95046207,"Насос GRUNDFOS","TPE 125-100/4-S-A-F-A-BAQE 3x400 50Hz",{"v":5915,"d":"5,915"},"F2"]
[97927600,"Насос GRUNDFOS","TPE 125-100/4-S-A-F-A-GQQE 3x400 50Hz",{"v":5975,"d":"5,975"},"F2"]
[96110518,"Насос GRUNDFOS","TPE 125-130/4-A-F-A-BAQE 3x400 50Hz",{"v":5788,"d":"5,788"},"F2"]
[96110525,"Насос GRUNDFOS","TPE 125-130/4-A-F-A-GQQE 3x400 50Hz",{"v":5883,"d":"5,883"},"F2"]
[96276075,"Насос GRUNDFOS","TPE 125-130/4-S-A-F-A-BAQE 3x400 50Hz",{"v":6378,"d":"6,378"},"F2"]
[96276077,"Насос GRUNDFOS","TPE 125-130/4-S-A-F-A-GQQE 3x400 50Hz",{"v":6473,"d":"6,473"},"F2"]
[96899024,"Насос GRUNDFOS","TPE 125-160/4-A-F-A-BAQE 3x400 50Hz",{"v":7037,"d":"7,037"},"F2"]
[96899025,"Насос GRUNDFOS","TPE 125-160/4-A-F-A-GQQE 3x400 50Hz",{"v":7100,"d":"7,100"},"F2"]
[96890954,"Насос GRUNDFOS","TPE 125-160/4-S-A-F-A-BAQE 3x400 50Hz",{"v":7640,"d":"7,640"},"F2"]
[96900332,"Насос GRUNDFOS","TPE 125-160/4-S-A-F-A-GQQE 3x400 50Hz",{"v":7737,"d":"7,737"},"F2"]
[96110520,"Насос GRUNDFOS","TPE 125-210/4-A-F-A-BAQE 3x400 50Hz",{"v":7735,"d":"7,735"},"F2"]
[96110527,"Насос GRUNDFOS","TPE 125-210/4-A-F-A-GQQE 3x400 50Hz",{"v":7830,"d":"7,830"},"F2"]
[96276087,"Насос GRUNDFOS","TPE 125-210/4-S-A-F-A-BAQE 3x400 50Hz",{"v":8353,"d":"8,353"},"F2"]
[96276089,"Насос GRUNDFOS","TPE 125-210/4-S-A-F-A-GQQE 3x400 50Hz",{"v":8448,"d":"8,448"},"F2"]
[96110521,"Насос GRUNDFOS","TPE 125-250/4-A-F-A-BAQE 3x400 50Hz",{"v":8788,"d":"8,788"},"F2"]
[96110528,"Насос GRUNDFOS","TPE 125-250/4-A-F-A-GQQE 3x400 50Hz",{"v":8884,"d":"8,884"},"F2"]
[96276093,"Насос GRUNDFOS","TPE 125-250/4-S-A-F-A-BAQE 3x400 50Hz",{"v":9379,"d":"9,379"},"F2"]
[96276095,"Насос GRUNDFOS","TPE 125-250/4-S-A-F-A-GQQE 3x400 50Hz",{"v":9466,"d":"9,466"},"F2"]
[96110522,"Насос GRUNDFOS","TPE 125-320/4-A-F-A-BAQE 3x400 50Hz",{"v":10303,"d":"10,303"},"F2"]
[96110529,"Насос GRUNDFOS","TPE 125-320/4-A-F-A-GQQE 3x400 50Hz",{"v":10401,"d":"10,401"},"F2"]
[96276099,"Насос GRUNDFOS","TPE 125-320/4-S-A-F-A-BAQE 3x400 50Hz",{"v":10941,"d":"10,941"},"F2"]
[96276101,"Насос GRUNDFOS","TPE 125-320/4-S-A-F-A-GQQE 3x400 50Hz",{"v":11039,"d":"11,039"},"F2"]
[95046203,"Насос GRUNDFOS","TPE 125-70/4-A-F-A-BAQE 3x400 50Hz",{"v":4315,"d":"4,315"},"F2"]
[97927515,"Насос GRUNDFOS","TPE 125-70/4-A-F-A-GQQE 3x400 50Hz",{"v":4374,"d":"4,374"},"F2"]
[95046209,"Насос GRUNDFOS","TPE 125-70/4-S-A-F-A-BAQE 3x400 50Hz",{"v":4933,"d":"4,933"},"F2"]
[97927602,"Насос GRUNDFOS","TPE 125-70/4-S-A-F-A-GQQE 3x400 50Hz",{"v":4993,"d":"4,993"},"F2"]
[95046202,"Насос GRUNDFOS","TPE 125-90/4-A-F-A-BAQE 3x400 50Hz",{"v":4810,"d":"4,810"},"F2"]
[97927514,"Насос GRUNDFOS","TPE 125-90/4-A-F-A-GQQE 3x400 50Hz",{"v":4869,"d":"4,869"},"F2"]
[95046208,"Насос GRUNDFOS","TPE 125-90/4-S-A-F-A-BAQE 3x400 50Hz",{"v":5407,"d":"5,407"},"F2"]
[97927601,"Насос GRUNDFOS","TPE 125-90/4-S-A-F-A-GQQE 3x400 50Hz",{"v":5466,"d":"5,466"},"F2"]
[95046212,"Насос GRUNDFOS","TPE 150-100/4-A-F-A-BAQE 3x400 50Hz",{"v":6197,"d":"6,197"},"F2"]
[97927518,"Насос GRUNDFOS","TPE 150-100/4-A-F-A-GQQE 3x400 50Hz",{"v":6292,"d":"6,292"},"F2"]
[95046218,"Насос GRUNDFOS","TPE 150-100/4-S-A-F-A-BAQE 3x400 50Hz",{"v":6815,"d":"6,815"},"F2"]
[97927605,"Насос GRUNDFOS","TPE 150-100/4-S-A-F-A-GQQE 3x400 50Hz",{"v":6910,"d":"6,910"},"F2"]
[95046211,"Насос GRUNDFOS","TPE 150-140/4-A-F-A-BAQE 3x400 50Hz",{"v":7509,"d":"7,509"},"F2"]
[97927517,"Насос GRUNDFOS","TPE 150-140/4-A-F-A-GQQE 3x400 50Hz",{"v":7385,"d":"7,385"},"F2"]
[95046217,"Насос GRUNDFOS","TPE 150-140/4-S-A-F-A-BAQE 3x400 50Hz",{"v":8146,"d":"8,146"},"F2"]
[97927604,"Насос GRUNDFOS","TPE 150-140/4-S-A-F-A-GQQE 3x400 50Hz",{"v":8244,"d":"8,244"},"F2"]
[95046210,"Насос GRUNDFOS","TPE 150-150/4-A-F-A-BAQE 3x400 50Hz",{"v":8666,"d":"8,666"},"F2"]
[97927516,"Насос GRUNDFOS","TPE 150-150/4-A-F-A-GQQE 3x400 50Hz",{"v":8509,"d":"8,509"},"F2"]
[95046216,"Насос GRUNDFOS","TPE 150-150/4-S-A-F-A-BAQE 3x400 50Hz",{"v":9304,"d":"9,304"},"F2"]
[97927603,"Насос GRUNDFOS","TPE 150-150/4-S-A-F-A-GQQE 3x400 50Hz",{"v":9402,"d":"9,402"},"F2"]
[96110617,"Насос GRUNDFOS","TPE 150-200/4-A-F-A-BAQE 3x400 50Hz",{"v":9698,"d":"9,698"},"F2"]
[96110622,"Насос GRUNDFOS","TPE 150-200/4-A-F-A-GQQE 3x400 50Hz",{"v":9798,"d":"9,798"},"F2"]
[96382689,"Насос GRUNDFOS","TPE 150-200/4-S-A-F-A-BAQE 3x400 50Hz",{"v":10295,"d":"10,295"},"F2"]
[96382691,"Насос GRUNDFOS","TPE 150-200/4-S-A-F-A-GQQE 3x400 50Hz",{"v":10394,"d":"10,394"},"F2"]
[96110618,"Насос GRUNDFOS","TPE 150-220/4-A-F-A-BAQE 3x400 50Hz",{"v":11137,"d":"11,137"},"F2"]
[96110623,"Насос GRUNDFOS","TPE 150-220/4-A-F-A-GQQE 3x400 50Hz",{"v":11238,"d":"11,238"},"F2"]
[96382692,"Насос GRUNDFOS","TPE 150-220/4-S-A-F-A-BAQE 3x400 50Hz",{"v":11795,"d":"11,795"},"F2"]
[96382694,"Насос GRUNDFOS","TPE 150-220/4-S-A-F-A-GQQE 3x400 50Hz",{"v":11894,"d":"11,894"},"F2"]
[96306127,"Насос GRUNDFOS","TPE 150-260/4-A-F-A-BAQE 3x400 50Hz",{"v":11788,"d":"11,788"},"F2"]
[96306295,"Насос GRUNDFOS","TPE 150-260/4-A-F-A-GQQE 3x400 50Hz",{"v":11955,"d":"11,955"},"F2"]
[96306143,"Насос GRUNDFOS","TPE 150-260/4-S-A-F-A-BAQE 3x400 50Hz",{"v":12384,"d":"12,384"},"F2"]
[96306327,"Насос GRUNDFOS","TPE 150-260/4-S-A-F-A-GQQE 3x400 50Hz",{"v":12609,"d":"12,609"},"F2"]
[95046220,"Насос GRUNDFOS","TPE 200-130/4-A-F-A-BAQE 3x400 50Hz",{"v":9787,"d":"9,787"},"F2"]
[97927520,"Насос GRUNDFOS","TPE 200-130/4-A-F-A-GQQE 3x400 50Hz",{"v":9597,"d":"9,597"},"F2"]
[95046229,"Насос GRUNDFOS","TPE 200-130/4-S-A-F-A-BAQE 3x400 50Hz",{"v":10323,"d":"10,323"},"F2"]
[97927607,"Насос GRUNDFOS","TPE 200-130/4-S-A-F-A-GQQE 3x400 50Hz",{"v":10216,"d":"10,216"},"F2"]
[95046219,"Насос GRUNDFOS","TPE 200-150/4-A-F-A-BAQE 3x400 50Hz",{"v":10308,"d":"10,308"},"F2"]
[97927519,"Насос GRUNDFOS","TPE 200-150/4-A-F-A-GQQE 3x400 50Hz",{"v":10404,"d":"10,404"},"F2"]
[95046228,"Насос GRUNDFOS","TPE 200-150/4-S-A-F-A-BAQE 3x400 50Hz",{"v":11151,"d":"11,151"},"F2"]
[97927606,"Насос GRUNDFOS","TPE 200-150/4-S-A-F-A-GQQE 3x400 50Hz",{"v":10995,"d":"10,995"},"F2"]
[95046234,"Насос GRUNDFOS","TPE 200-160/4-A-F-A-BAQE 3x400 50Hz",{"v":10514,"d":"10,514"},"F2"]
[97927525,"Насос GRUNDFOS","TPE 200-160/4-A-F-A-GQQE 3x400 50Hz",{"v":10523,"d":"10,523"},"F2"]
[95046236,"Насос GRUNDFOS","TPE 200-160/4-S-A-F-A-BAQE 3x400 50Hz",{"v":11151,"d":"11,151"},"F2"]
[97927612,"Насос GRUNDFOS","TPE 200-160/4-S-A-F-A-GQQE 3x400 50Hz",{"v":11336,"d":"11,336"},"F2"]
[95046233,"Насос GRUNDFOS","TPE 200-190/4-A-F-A-BAQE 3x400 50Hz",{"v":11669,"d":"11,669"},"F2"]
[97927524,"Насос GRUNDFOS","TPE 200-190/4-A-F-A-GQQE 3x400 50Hz",{"v":11835,"d":"11,835"},"F2"]
[95046235,"Насос GRUNDFOS","TPE 200-190/4-S-A-F-A-BAQE 3x400 50Hz",{"v":12223,"d":"12,223"},"F2"]
[97927611,"Насос GRUNDFOS","TPE 200-190/4-S-A-F-A-GQQE 3x400 50Hz",{"v":12435,"d":"12,435"},"F2"]
[95046223,"Насос GRUNDFOS","TPE 200-50/4-A-F-A-BAQE 3x400 50Hz",{"v":6270,"d":"6,270"},"F2"]
[97927523,"Насос GRUNDFOS","TPE 200-50/4-A-F-A-GQQE 3x400 50Hz",{"v":6365,"d":"6,365"},"F2"]
[95046232,"Насос GRUNDFOS","TPE 200-50/4-S-A-F-A-BAQE 3x400 50Hz",{"v":6888,"d":"6,888"},"F2"]
[97927610,"Насос GRUNDFOS","TPE 200-50/4-S-A-F-A-GQQE 3x400 50Hz",{"v":6984,"d":"6,984"},"F2"]
[95046222,"Насос GRUNDFOS","TPE 200-70/4-A-F-A-BAQE 3x400 50Hz",{"v":6955,"d":"6,955"},"F2"]
[97927522,"Насос GRUNDFOS","TPE 200-70/4-A-F-A-GQQE 3x400 50Hz",{"v":7050,"d":"7,050"},"F2"]
[95046231,"Насос GRUNDFOS","TPE 200-70/4-S-A-F-A-BAQE 3x400 50Hz",{"v":7573,"d":"7,573"},"F2"]
[97927609,"Насос GRUNDFOS","TPE 200-70/4-S-A-F-A-GQQE 3x400 50Hz",{"v":7668,"d":"7,668"},"F2"]
[95046221,"Насос GRUNDFOS","TPE 200-90/4-A-F-A-BAQE 3x400 50Hz",{"v":7963,"d":"7,963"},"F2"]
[97927521,"Насос GRUNDFOS","TPE 200-90/4-A-F-A-GQQE 3x400 50Hz",{"v":8058,"d":"8,058"},"F2"]
[95046230,"Насос GRUNDFOS","TPE 200-90/4-S-A-F-A-BAQE 3x400 50Hz",{"v":8581,"d":"8,581"},"F2"]
[97927608,"Насос GRUNDFOS","TPE 200-90/4-S-A-F-A-GQQE 3x400 50Hz",{"v":8676,"d":"8,676"},"F2"]
[98525616,"Насос GRUNDFOS","TPE 25-50/2-A-O-A-BUBE 1X230 50HZ",{"v":1015,"d":"1,015"},"F2"]
[98525617,"Насос GRUNDFOS","TPE 25-50/2-A-O-A-GQQE 1X230 50HZ",{"v":1058,"d":"1,058"},"F2"]
[98525643,"Насос GRUNDFOS","TPE 25-80/2-A-O-A-BUBE 1X230 50HZ",{"v":1080,"d":"1,080"},"F2"]
[98525644,"Насос GRUNDFOS","TPE 25-80/2-A-O-A-GQQE 1X230 50HZ",{"v":1124,"d":"1,124"},"F2"]
[98112487,"Насос GRUNDFOS","TPE 25-90/2-A-O-A-BUBE 1X230 50HZ",{"v":1238,"d":"1,238"},"F2"]
[98112488,"Насос GRUNDFOS","TPE 25-90/2-A-O-A-GQQE 1X230 50HZ",{"v":1282,"d":"1,282"},"F2"]
[98514293,"Насос GRUNDFOS","TPE 32-100/4-A-F-A-BAQE 1X230 50HZ",{"v":1865,"d":"1,865"},"F2"]
[98514295,"Насос GRUNDFOS","TPE 32-100/4-A-F-A-GQQE 1X230 50HZ",{"v":1907,"d":"1,907"},"F2"]
[97931949,"Насос GRUNDFOS","TPE 32-100/4-S-A-F-A-BAQE 1X230 50HZ",{"v":2491,"d":"2,491"},"F2"]
[97931951,"Насос GRUNDFOS","TPE 32-100/4-S-A-F-A-GQQE 1X230 50HZ",{"v":2550,"d":"2,550"},"F2"]
[98112511,"Насос GRUNDFOS","TPE 32-120/2-A-F-A-BUBE 1X230 50HZ",{"v":1561,"d":"1,561"},"F2"]
[98112512,"Насос GRUNDFOS","TPE 32-120/2-A-F-A-RUUE 1X230 50HZ",{"v":1589,"d":"1,589"},"F2"]
[97931985,"Насос GRUNDFOS","TPE 32-120/2-S-A-F-A-BUBE 1X230 50HZ",{"v":2048,"d":"2,048"},"F2"]
[97931987,"Насос GRUNDFOS","TPE 32-120/2-S-A-F-A-RUUE 1X230 50HZ",{"v":2074,"d":"2,074"},"F2"]
[98514294,"Насос GRUNDFOS","TPE 32-120/4-A-F-A-BAQE 1X230 50HZ",{"v":1936,"d":"1,936"},"F2"]
[98514395,"Насос GRUNDFOS","TPE 32-120/4-A-F-A-BAQE 3X400 50HZ",{"v":2257,"d":"2,257"},"F2"]
[98514296,"Насос GRUNDFOS","TPE 32-120/4-A-F-A-GQQE 1X230 50HZ",{"v":1976,"d":"1,976"},"F2"]
[98514397,"Насос GRUNDFOS","TPE 32-120/4-A-F-A-GQQE 3X400 50HZ",{"v":2317,"d":"2,317"},"F2"]
[98512140,"Насос GRUNDFOS","TPE 32-120/4-S-A-F-A-BAQE 1X230 50HZ",{"v":2560,"d":"2,560"},"F2"]
[98512143,"Насос GRUNDFOS","TPE 32-120/4-S-A-F-A-BAQE 3X400 50HZ",{"v":2882,"d":"2,882"},"F2"]
[98512142,"Насос GRUNDFOS","TPE 32-120/4-S-A-F-A-GQQE 1X230 50HZ",{"v":2621,"d":"2,621"},"F2"]
[98512145,"Насос GRUNDFOS","TPE 32-120/4-S-A-F-A-GQQE 3X400 50HZ",{"v":2942,"d":"2,942"},"F2"]
[98112517,"Насос GRUNDFOS","TPE 32-150/2-A-F-A-BUBE 1X230 50HZ",{"v":1561,"d":"1,561"},"F2"]
[98112519,"Насос GRUNDFOS","TPE 32-150/2-A-F-A-RUUE 1X230 50HZ",{"v":1589,"d":"1,589"},"F2"]
[97931988,"Насос GRUNDFOS","TPE 32-150/2-S-A-F-A-BUBE 1X230 50HZ",{"v":2048,"d":"2,048"},"F2"]
[97931990,"Насос GRUNDFOS","TPE 32-150/2-S-A-F-A-RUUE 1X230 50HZ",{"v":2074,"d":"2,074"},"F2"]
[98514428,"Насос GRUNDFOS","TPE 32-180/2-A-F-A-BUBE 1X230 50HZ",{"v":1578,"d":"1,578"},"F2"]
[98514430,"Насос GRUNDFOS","TPE 32-180/2-A-F-A-RUUE 1X230 50HZ",{"v":1604,"d":"1,604"},"F2"]
[98512207,"Насос GRUNDFOS","TPE 32-180/2-S-A-F-A-BUBE 1X230 50HZ",{"v":2174,"d":"2,174"},"F2"]
[98512209,"Насос GRUNDFOS","TPE 32-180/2-S-A-F-A-RUUE 1X230 50HZ",{"v":2200,"d":"2,200"},"F2"]
[98514287,"Насос GRUNDFOS","TPE 32-200/2-A-F-A-BAQE 1X230 50HZ",{"v":1964,"d":"1,964"},"F2"]
[98514343,"Насос GRUNDFOS","TPE 32-200/2-A-F-A-BAQE 3X400 50HZ",{"v":2208,"d":"2,208"},"F2"]
[98514288,"Насос GRUNDFOS","TPE 32-200/2-A-F-A-GQQE 1X230 50HZ",{"v":2023,"d":"2,023"},"F2"]
[98514345,"Насос GRUNDFOS","TPE 32-200/2-A-F-A-GQQE 3X400 50HZ",{"v":2267,"d":"2,267"},"F2"]
[98512515,"Насос GRUNDFOS","TPE 32-200/2-S-A-F-A-BAQE 1X230 50HZ",{"v":2608,"d":"2,608"},"F2"]
[98512518,"Насос GRUNDFOS","TPE 32-200/2-S-A-F-A-BAQE 3X400 50HZ",{"v":2907,"d":"2,907"},"F2"]
[98512517,"Насос GRUNDFOS","TPE 32-200/2-S-A-F-A-GQQE 1X230 50HZ",{"v":2667,"d":"2,667"},"F2"]
[98512520,"Насос GRUNDFOS","TPE 32-200/2-S-A-F-A-GQQE 3X400 50HZ",{"v":2966,"d":"2,966"},"F2"]
[98514431,"Насос GRUNDFOS","TPE 32-230/2-A-F-A-BUBE 1X230 50HZ",{"v":1708,"d":"1,708"},"F2"]
[98514346,"Насос GRUNDFOS","TPE 32-230/2-A-F-A-BUBE 3X400 50HZ",{"v":2019,"d":"2,019"},"F2"]
[98514433,"Насос GRUNDFOS","TPE 32-230/2-A-F-A-RUUE 1X230 50HZ",{"v":1734,"d":"1,734"},"F2"]
[98514348,"Насос GRUNDFOS","TPE 32-230/2-A-F-A-RUUE 3X400 50HZ",{"v":2045,"d":"2,045"},"F2"]
[98512364,"Насос GRUNDFOS","TPE 32-230/2-S-A-F-A-BUBE 1X230 50HZ",{"v":2304,"d":"2,304"},"F2"]
[98512367,"Насос GRUNDFOS","TPE 32-230/2-S-A-F-A-BUBE 3X400 50HZ",{"v":2637,"d":"2,637"},"F2"]
[98512366,"Насос GRUNDFOS","TPE 32-230/2-S-A-F-A-RUUE 1X230 50HZ",{"v":2330,"d":"2,330"},"F2"]
[98512369,"Насос GRUNDFOS","TPE 32-230/2-S-A-F-A-RUUE 3X400 50HZ",{"v":2663,"d":"2,663"},"F2"]
[98112534,"Насос GRUNDFOS","TPE 32-250/2-A-F-A-BAQE 3X400 50HZ",{"v":2897,"d":"2,897"},"F2"]
[98112535,"Насос GRUNDFOS","TPE 32-250/2-A-F-A-GQQE 3X400 50HZ",{"v":2960,"d":"2,960"},"F2"]
[98112538,"Насос GRUNDFOS","TPE 32-250/2-S-A-F-A-BAQE 3X400 50HZ",{"v":3429,"d":"3,429"},"F2"]
[98112540,"Насос GRUNDFOS","TPE 32-250/2-S-A-F-A-GQQE 3X400 50HZ",{"v":3488,"d":"3,488"},"F2"]
[98514446,"Насос GRUNDFOS","TPE 32-30/4-A-F-A-BUBE 1X230 50HZ",{"v":1169,"d":"1,169"},"F2"]
[98514448,"Насос GRUNDFOS","TPE 32-30/4-A-F-A-RUUE 1X230 50HZ",{"v":1196,"d":"1,196"},"F2"]
[97931832,"Насос GRUNDFOS","TPE 32-30/4-S-A-F-A-BUBE 1X230 50HZ",{"v":1757,"d":"1,757"},"F2"]
[97931834,"Насос GRUNDFOS","TPE 32-30/4-S-A-F-A-RUUE 1X230 50HZ",{"v":1809,"d":"1,809"},"F2"]
[98112556,"Насос GRUNDFOS","TPE 32-320/2-A-F-A-BAQE 3X400 50HZ",{"v":3180,"d":"3,180"},"F2"]
[98112557,"Насос GRUNDFOS","TPE 32-320/2-A-F-A-GQQE 3X400 50HZ",{"v":3242,"d":"3,242"},"F2"]
[98112562,"Насос GRUNDFOS","TPE 32-320/2-S-A-F-A-BAQE 3X400 50HZ",{"v":3702,"d":"3,702"},"F2"]
[98112561,"Насос GRUNDFOS","TPE 32-320/2-S-A-F-A-GQQE 3X400 50HZ",{"v":3762,"d":"3,762"},"F2"]
[96096283,"Насос GRUNDFOS","TPE 32-380/2-A-F-A-BAQE 3x400 50Hz",{"v":3376,"d":"3,376"},"F2"]
[96096288,"Насос GRUNDFOS","TPE 32-380/2-A-F-A-GQQE 3x400 50Hz",{"v":3437,"d":"3,437"},"F2"]
[96397009,"Насос GRUNDFOS","TPE 32-380/2-S-A-F-A-BAQE 3x400 50Hz",{"v":3981,"d":"3,981"},"F2"]
[96397011,"Насос GRUNDFOS","TPE 32-380/2-S-A-F-A-GQQE 3x400 50Hz",{"v":4041,"d":"4,041"},"F2"]
[97931850,"Насос GRUNDFOS","TPE 32-40/4-A-F-A-BUBE 1X230 50HZ",{"v":1372,"d":"1,372"},"F2"]
[97931852,"Насос GRUNDFOS","TPE 32-40/4-A-F-A-RUUE 1X230 50HZ",{"v":1400,"d":"1,400"},"F2"]
[97931877,"Насос GRUNDFOS","TPE 32-40/4-S-A-F-A-BUBE 1X230 50HZ",{"v":1949,"d":"1,949"},"F2"]
[97931879,"Насос GRUNDFOS","TPE 32-40/4-S-A-F-A-RUUE 1X230 50HZ",{"v":1975,"d":"1,975"},"F2"]
[96096284,"Насос GRUNDFOS","TPE 32-460/2-A-F-A-BAQE 3x400 50Hz",{"v":3757,"d":"3,757"},"F2"]
[96096289,"Насос GRUNDFOS","TPE 32-460/2-A-F-A-GQQE 3x400 50Hz",{"v":3817,"d":"3,817"},"F2"]
[96397012,"Насос GRUNDFOS","TPE 32-460/2-S-A-F-A-BAQE 3x400 50Hz",{"v":4362,"d":"4,362"},"F2"]
[96397014,"Насос GRUNDFOS","TPE 32-460/2-S-A-F-A-GQQE 3x400 50Hz",{"v":4423,"d":"4,423"},"F2"]
[98525618,"Насос GRUNDFOS","TPE 32-50/2-A-O-A-BUBE 1X230 50HZ",{"v":1098,"d":"1,098"},"F2"]
[98525619,"Насос GRUNDFOS","TPE 32-50/2-A-O-A-GQQE 1X230 50HZ",{"v":1141,"d":"1,141"},"F2"]
[96096285,"Насос GRUNDFOS","TPE 32-580/2-A-F-A-BAQE 3x400 50Hz",{"v":4382,"d":"4,382"},"F2"]
[96096290,"Насос GRUNDFOS","TPE 32-580/2-A-F-A-GQQE 3x400 50Hz",{"v":4441,"d":"4,441"},"F2"]
[96397015,"Насос GRUNDFOS","TPE 32-580/2-S-A-F-A-BAQE 3x400 50Hz",{"v":4978,"d":"4,978"},"F2"]
[96397017,"Насос GRUNDFOS","TPE 32-580/2-S-A-F-A-GQQE 3x400 50Hz",{"v":5038,"d":"5,038"},"F2"]
[98112495,"Насос GRUNDFOS","TPE 32-60/2-A-F-A-BUBE 1X230 50HZ",{"v":1387,"d":"1,387"},"F2"]
[98112497,"Насос GRUNDFOS","TPE 32-60/2-A-F-A-RUUE 1X230 50HZ",{"v":1415,"d":"1,415"},"F2"]
[97931922,"Насос GRUNDFOS","TPE 32-60/2-S-A-F-A-BUBE 1X230 50HZ",{"v":1874,"d":"1,874"},"F2"]
[97931924,"Насос GRUNDFOS","TPE 32-60/2-S-A-F-A-RUUE 1X230 50HZ",{"v":1900,"d":"1,900"},"F2"]
[97931853,"Насос GRUNDFOS","TPE 32-60/4-A-F-A-BUBE 1X230 50HZ",{"v":1368,"d":"1,368"},"F2"]
[97931855,"Насос GRUNDFOS","TPE 32-60/4-A-F-A-RUUE 1X230 50HZ",{"v":1394,"d":"1,394"},"F2"]
[97931880,"Насос GRUNDFOS","TPE 32-60/4-S-A-F-A-BUBE 1X230 50HZ",{"v":1965,"d":"1,965"},"F2"]
[97931882,"Насос GRUNDFOS","TPE 32-60/4-S-A-F-A-RUUE 1X230 50HZ",{"v":1990,"d":"1,990"},"F2"]
[98112499,"Насос GRUNDFOS","TPE 32-80/2-A-O-A-BUBE 1X230 50HZ",{"v":1227,"d":"1,227"},"F2"]
[98112500,"Насос GRUNDFOS","TPE 32-80/2-A-O-A-GQQE 1X230 50HZ",{"v":1271,"d":"1,271"},"F2"]
[97931844,"Насос GRUNDFOS","TPE 32-80/4-A-F-A-BAQE 1X230 50HZ",{"v":1811,"d":"1,811"},"F2"]
[97931845,"Насос GRUNDFOS","TPE 32-80/4-A-F-A-GQQE 1X230 50HZ",{"v":1872,"d":"1,872"},"F2"]
[97931883,"Насос GRUNDFOS","TPE 32-80/4-S-A-F-A-BAQE 1X230 50HZ",{"v":2436,"d":"2,436"},"F2"]
[97931885,"Насос GRUNDFOS","TPE 32-80/4-S-A-F-A-GQQE 1X230 50HZ",{"v":2496,"d":"2,496"},"F2"]
[98112503,"Насос GRUNDFOS","TPE 32-90/2-A-O-A-BUBE 1X230 50HZ",{"v":1305,"d":"1,305"},"F2"]
[98112504,"Насос GRUNDFOS","TPE 32-90/2-A-O-A-GQQE 1X230 50HZ",{"v":1348,"d":"1,348"},"F2"]
[98514305,"Насос GRUNDFOS","TPE 40-100/4-A-F-A-BAQE 1X230 50HZ",{"v":2035,"d":"2,035"},"F2"]
[98514398,"Насос GRUNDFOS","TPE 40-100/4-A-F-A-BAQE 3X400 50HZ",{"v":2356,"d":"2,356"},"F2"]
[98514307,"Насос GRUNDFOS","TPE 40-100/4-A-F-A-GQQE 1X230 50HZ",{"v":2095,"d":"2,095"},"F2"]
[98514400,"Насос GRUNDFOS","TPE 40-100/4-A-F-A-GQQE 3X400 50HZ",{"v":2392,"d":"2,392"},"F2"]
[98512146,"Насос GRUNDFOS","TPE 40-100/4-S-A-F-A-BAQE 1X230 50HZ",{"v":2659,"d":"2,659"},"F2"]
[98512149,"Насос GRUNDFOS","TPE 40-100/4-S-A-F-A-BAQE 3X400 50HZ",{"v":2981,"d":"2,981"},"F2"]
[98512148,"Насос GRUNDFOS","TPE 40-100/4-S-A-F-A-GQQE 1X230 50HZ",{"v":2720,"d":"2,720"},"F2"]
[98512151,"Насос GRUNDFOS","TPE 40-100/4-S-A-F-A-GQQE 3X400 50HZ",{"v":3041,"d":"3,041"},"F2"]
[98112583,"Насос GRUNDFOS","TPE 40-120/2-A-F-A-BUBE 1X230 50HZ",{"v":1659,"d":"1,659"},"F2"]
[98112584,"Насос GRUNDFOS","TPE 40-120/2-A-F-A-RUUE 1X230 50HZ",{"v":1686,"d":"1,686"},"F2"]
[97931991,"Насос GRUNDFOS","TPE 40-120/2-S-A-F-A-BUBE 1X230 50HZ",{"v":2147,"d":"2,147"},"F2"]
[97931993,"Насос GRUNDFOS","TPE 40-120/2-S-A-F-A-RUUE 1X230 50HZ",{"v":2173,"d":"2,173"},"F2"]
[98514306,"Насос GRUNDFOS","TPE 40-130/4-A-F-A-BAQE 1X230 50HZ",{"v":2081,"d":"2,081"},"F2"]
[98514349,"Насос GRUNDFOS","TPE 40-130/4-A-F-A-BAQE 3X400 50HZ",{"v":2372,"d":"2,372"},"F2"]
[98514308,"Насос GRUNDFOS","TPE 40-130/4-A-F-A-GQQE 1X230 50HZ",{"v":2140,"d":"2,140"},"F2"]
[98514351,"Насос GRUNDFOS","TPE 40-130/4-A-F-A-GQQE 3X400 50HZ",{"v":2432,"d":"2,432"},"F2"]
[98512280,"Насос GRUNDFOS","TPE 40-130/4-S-A-F-A-BAQE 1X230 50HZ",{"v":2699,"d":"2,699"},"F2"]
[98512283,"Насос GRUNDFOS","TPE 40-130/4-S-A-F-A-BAQE 3X400 50HZ",{"v":3035,"d":"3,035"},"F2"]
[98512282,"Насос GRUNDFOS","TPE 40-130/4-S-A-F-A-GQQE 1X230 50HZ",{"v":2759,"d":"2,759"},"F2"]
[98512285,"Насос GRUNDFOS","TPE 40-130/4-S-A-F-A-GQQE 3X400 50HZ",{"v":3050,"d":"3,050"},"F2"]
[98514253,"Насос GRUNDFOS","TPE 40-160/4-A-F-A-BAQE 3X400 50HZ",{"v":2850,"d":"2,850"},"F2"]
[98514254,"Насос GRUNDFOS","TPE 40-160/4-A-F-A-GQQE 3X400 50HZ",{"v":2910,"d":"2,910"},"F2"]
[98512437,"Насос GRUNDFOS","TPE 40-160/4-S-A-F-A-BAQE 3X400 50HZ",{"v":3469,"d":"3,469"},"F2"]
[98512439,"Насос GRUNDFOS","TPE 40-160/4-S-A-F-A-GQQE 3X400 50HZ",{"v":3528,"d":"3,528"},"F2"]
[98514482,"Насос GRUNDFOS","TPE 40-180/2-A-F-A-BUBE 1X230 50HZ",{"v":1731,"d":"1,731"},"F2"]
[98514484,"Насос GRUNDFOS","TPE 40-180/2-A-F-A-RUUE 1X230 50HZ",{"v":1757,"d":"1,757"},"F2"]
[98512210,"Насос GRUNDFOS","TPE 40-180/2-S-A-F-A-BUBE 1X230 50HZ",{"v":2327,"d":"2,327"},"F2"]
[98512212,"Насос GRUNDFOS","TPE 40-180/2-S-A-F-A-RUUE 1X230 50HZ",{"v":2353,"d":"2,353"},"F2"]
[98514434,"Насос GRUNDFOS","TPE 40-190/2-A-F-A-BUBE 1X230 50HZ",{"v":1799,"d":"1,799"},"F2"]
[98514352,"Насос GRUNDFOS","TPE 40-190/2-A-F-A-BUBE 3X400 50HZ",{"v":2110,"d":"2,110"},"F2"]
[98514436,"Насос GRUNDFOS","TPE 40-190/2-A-F-A-RUUE 1X230 50HZ",{"v":1825,"d":"1,825"},"F2"]
[98514354,"Насос GRUNDFOS","TPE 40-190/2-A-F-A-RUUE 3X400 50HZ",{"v":2137,"d":"2,137"},"F2"]
[98512370,"Насос GRUNDFOS","TPE 40-190/2-S-A-F-A-BUBE 1X230 50HZ",{"v":2395,"d":"2,395"},"F2"]
[98512373,"Насос GRUNDFOS","TPE 40-190/2-S-A-F-A-BUBE 3X400 50HZ",{"v":2730,"d":"2,730"},"F2"]
[98512372,"Насос GRUNDFOS","TPE 40-190/2-S-A-F-A-RUUE 1X230 50HZ",{"v":2421,"d":"2,421"},"F2"]
[98512375,"Насос GRUNDFOS","TPE 40-190/2-S-A-F-A-RUUE 3X400 50HZ",{"v":2756,"d":"2,756"},"F2"]
[98514437,"Насос GRUNDFOS","TPE 40-230/2-A-F-A-BUBE 1X230 50HZ",{"v":1851,"d":"1,851"},"F2"]
[98514355,"Насос GRUNDFOS","TPE 40-230/2-A-F-A-BUBE 3X400 50HZ",{"v":2170,"d":"2,170"},"F2"]
[98514439,"Насос GRUNDFOS","TPE 40-230/2-A-F-A-RUUE 1X230 50HZ",{"v":1877,"d":"1,877"},"F2"]
[98514357,"Насос GRUNDFOS","TPE 40-230/2-A-F-A-RUUE 3X400 50HZ",{"v":2198,"d":"2,198"},"F2"]
[98512521,"Насос GRUNDFOS","TPE 40-230/2-S-A-F-A-BUBE 1X230 50HZ",{"v":2447,"d":"2,447"},"F2"]
[98512524,"Насос GRUNDFOS","TPE 40-230/2-S-A-F-A-BUBE 3X400 50HZ",{"v":2777,"d":"2,777"},"F2"]
[98512523,"Насос GRUNDFOS","TPE 40-230/2-S-A-F-A-RUUE 1X230 50HZ",{"v":2473,"d":"2,473"},"F2"]
[98512526,"Насос GRUNDFOS","TPE 40-230/2-S-A-F-A-RUUE 3X400 50HZ",{"v":2804,"d":"2,804"},"F2"]
[98112598,"Насос GRUNDFOS","TPE 40-240/2-A-F-A-BAQE 3X400 50HZ",{"v":3268,"d":"3,268"},"F2"]
[98112599,"Насос GRUNDFOS","TPE 40-240/2-A-F-A-GQQE 3X400 50HZ",{"v":3331,"d":"3,331"},"F2"]
[98112602,"Насос GRUNDFOS","TPE 40-240/2-S-A-F-A-BAQE 3X400 50HZ",{"v":3881,"d":"3,881"},"F2"]
[98112604,"Насос GRUNDFOS","TPE 40-240/2-S-A-F-A-GQQE 3X400 50HZ",{"v":3942,"d":"3,942"},"F2"]
[98514440,"Насос GRUNDFOS","TPE 40-270/2-A-F-A-BUBE 3X400 50HZ",{"v":2694,"d":"2,694"},"F2"]
[98514442,"Насос GRUNDFOS","TPE 40-270/2-A-F-A-RUUE 3X400 50HZ",{"v":2721,"d":"2,721"},"F2"]
[98512574,"Насос GRUNDFOS","TPE 40-270/2-S-A-F-A-BUBE 3X400 50HZ",{"v":3298,"d":"3,298"},"F2"]
[98512576,"Насос GRUNDFOS","TPE 40-270/2-S-A-F-A-RUUE 3X400 50HZ",{"v":3324,"d":"3,324"},"F2"]
[98514449,"Насос GRUNDFOS","TPE 40-30/4-A-F-A-BUBE 1X230 50HZ",{"v":1273,"d":"1,273"},"F2"]
[98514451,"Насос GRUNDFOS","TPE 40-30/4-A-F-A-RUUE 1X230 50HZ",{"v":1299,"d":"1,299"},"F2"]
[97931835,"Насос GRUNDFOS","TPE 40-30/4-S-A-F-A-BUBE 1X230 50HZ",{"v":1887,"d":"1,887"},"F2"]
[97931837,"Насос GRUNDFOS","TPE 40-30/4-S-A-F-A-RUUE 1X230 50HZ",{"v":1914,"d":"1,914"},"F2"]
[96096342,"Насос GRUNDFOS","TPE 40-300/2-A-F-A-BAQE 3x400 50Hz",{"v":3433,"d":"3,433"},"F2"]
[96096347,"Насос GRUNDFOS","TPE 40-300/2-A-F-A-GQQE 3x400 50Hz",{"v":3494,"d":"3,494"},"F2"]
[96275463,"Насос GRUNDFOS","TPE 40-300/2-S-A-F-A-BAQE 3x400 50Hz",{"v":4037,"d":"4,037"},"F2"]
[96275465,"Насос GRUNDFOS","TPE 40-300/2-S-A-F-A-GQQE 3x400 50Hz",{"v":4097,"d":"4,097"},"F2"]
[96096343,"Насос GRUNDFOS","TPE 40-360/2-A-F-A-BAQE 3x400 50Hz",{"v":3970,"d":"3,970"},"F2"]
[96096348,"Насос GRUNDFOS","TPE 40-360/2-A-F-A-GQQE 3x400 50Hz",{"v":4030,"d":"4,030"},"F2"]
[96397018,"Насос GRUNDFOS","TPE 40-360/2-S-A-F-A-BAQE 3x400 50Hz",{"v":4574,"d":"4,574"},"F2"]
[96397020,"Насос GRUNDFOS","TPE 40-360/2-S-A-F-A-GQQE 3x400 50Hz",{"v":4635,"d":"4,635"},"F2"]
[96096344,"Насос GRUNDFOS","TPE 40-470/2-A-F-A-BAQE 3x400 50Hz",{"v":4724,"d":"4,724"},"F2"]
[96096349,"Насос GRUNDFOS","TPE 40-470/2-A-F-A-GQQE 3x400 50Hz",{"v":4783,"d":"4,783"},"F2"]
[96397021,"Насос GRUNDFOS","TPE 40-470/2-S-A-F-A-BAQE 3x400 50Hz",{"v":5342,"d":"5,342"},"F2"]
[96397023,"Насос GRUNDFOS","TPE 40-470/2-S-A-F-A-GQQE 3x400 50Hz",{"v":5402,"d":"5,402"},"F2"]
[98525641,"Насос GRUNDFOS","TPE 40-50/2-A-F-A-BUBE 1X230 50HZ",{"v":1202,"d":"1,202"},"F2"]
[98525642,"Насос GRUNDFOS","TPE 40-50/2-A-F-A-GQQE 1X230 50HZ",{"v":1244,"d":"1,244"},"F2"]
[96096345,"Насос GRUNDFOS","TPE 40-580/2-A-F-A-BAQE 3x400 50Hz",{"v":5217,"d":"5,217"},"F2"]
[96096350,"Насос GRUNDFOS","TPE 40-580/2-A-F-A-GQQE 3x400 50Hz",{"v":5276,"d":"5,276"},"F2"]
[96397024,"Насос GRUNDFOS","TPE 40-580/2-S-A-F-A-BAQE 3x400 50Hz",{"v":5838,"d":"5,838"},"F2"]
[96397026,"Насос GRUNDFOS","TPE 40-580/2-S-A-F-A-GQQE 3x400 50Hz",{"v":5898,"d":"5,898"},"F2"]
[98112568,"Насос GRUNDFOS","TPE 40-60/2-A-F-A-BUBE 1X230 50HZ",{"v":1463,"d":"1,463"},"F2"]
[98112569,"Насос GRUNDFOS","TPE 40-60/2-A-F-A-RUUE 1X230 50HZ",{"v":1490,"d":"1,490"},"F2"]
[97931925,"Насос GRUNDFOS","TPE 40-60/2-S-A-F-A-BUBE 1X230 50HZ",{"v":1951,"d":"1,951"},"F2"]
[97931927,"Насос GRUNDFOS","TPE 40-60/2-S-A-F-A-RUUE 1X230 50HZ",{"v":1977,"d":"1,977"},"F2"]
[98514452,"Насос GRUNDFOS","TPE 40-60/4-A-F-A-BUBE 1X230 50HZ",{"v":1488,"d":"1,488"},"F2"]
[98514454,"Насос GRUNDFOS","TPE 40-60/4-A-F-A-RUUE 1X230 50HZ",{"v":1514,"d":"1,514"},"F2"]
[97931886,"Насос GRUNDFOS","TPE 40-60/4-S-A-F-A-BUBE 1X230 50HZ",{"v":2085,"d":"2,085"},"F2"]
[97931888,"Насос GRUNDFOS","TPE 40-60/4-S-A-F-A-RUUE 1X230 50HZ",{"v":2111,"d":"2,111"},"F2"]
[98112572,"Насос GRUNDFOS","TPE 40-80/2-A-F-A-BUBE 1X230 50HZ",{"v":1374,"d":"1,374"},"F2"]
[98112573,"Насос GRUNDFOS","TPE 40-80/2-A-F-A-GQQE 1X230 50HZ",{"v":1419,"d":"1,419"},"F2"]
[98112575,"Насос GRUNDFOS","TPE 40-90/2-A-F-A-BUBE 1X230 50HZ",{"v":1459,"d":"1,459"},"F2"]
[98112576,"Насос GRUNDFOS","TPE 40-90/2-A-F-A-GQQE 1X230 50HZ",{"v":1502,"d":"1,502"},"F2"]
[98514455,"Насос GRUNDFOS","TPE 40-90/4-A-F-A-BUBE 1X230 50HZ",{"v":1490,"d":"1,490"},"F2"]
[98514457,"Насос GRUNDFOS","TPE 40-90/4-A-F-A-RUUE 1X230 50HZ",{"v":1515,"d":"1,515"},"F2"]
[97931889,"Насос GRUNDFOS","TPE 40-90/4-S-A-F-A-BUBE 1X230 50HZ",{"v":2086,"d":"2,086"},"F2"]
[97931891,"Насос GRUNDFOS","TPE 40-90/4-S-A-F-A-RUUE 1X230 50HZ",{"v":2112,"d":"2,112"},"F2"]
[98514324,"Насос GRUNDFOS","TPE 50-110/4-A-F-A-BAQE 1X230 50HZ",{"v":2283,"d":"2,283"},"F2"]
[98514358,"Насос GRUNDFOS","TPE 50-110/4-A-F-A-BAQE 3X400 50HZ",{"v":2574,"d":"2,574"},"F2"]
[98514326,"Насос GRUNDFOS","TPE 50-110/4-A-F-A-GQQE 1X230 50HZ",{"v":2342,"d":"2,342"},"F2"]
[98514360,"Насос GRUNDFOS","TPE 50-110/4-A-F-A-GQQE 3X400 50HZ",{"v":2633,"d":"2,633"},"F2"]
[98512286,"Насос GRUNDFOS","TPE 50-110/4-S-A-F-A-BAQE 1X230 50HZ",{"v":2901,"d":"2,901"},"F2"]
[98512289,"Насос GRUNDFOS","TPE 50-110/4-S-A-F-A-BAQE 3X400 50HZ",{"v":3192,"d":"3,192"},"F2"]
[98512288,"Насос GRUNDFOS","TPE 50-110/4-S-A-F-A-GQQE 1X230 50HZ",{"v":2960,"d":"2,960"},"F2"]
[98512291,"Насос GRUNDFOS","TPE 50-110/4-S-A-F-A-GQQE 3X400 50HZ",{"v":3252,"d":"3,252"},"F2"]
[98514422,"Насос GRUNDFOS","TPE 50-120/2-A-F-A-BUBE 1X230 50HZ",{"v":1802,"d":"1,802"},"F2"]
[98514494,"Насос GRUNDFOS","TPE 50-120/2-A-F-A-BUBE 3X400 50HZ",{"v":2114,"d":"2,114"},"F2"]
[98514424,"Насос GRUNDFOS","TPE 50-120/2-A-F-A-RUUE 1X230 50HZ",{"v":1828,"d":"1,828"},"F2"]
[98514496,"Насос GRUNDFOS","TPE 50-120/2-A-F-A-RUUE 3X400 50HZ",{"v":2141,"d":"2,141"},"F2"]
[98512376,"Насос GRUNDFOS","TPE 50-120/2-S-A-F-A-BUBE 1X230 50HZ",{"v":2398,"d":"2,398"},"F2"]
[98512379,"Насос GRUNDFOS","TPE 50-120/2-S-A-F-A-BUBE 3X400 50HZ",{"v":2733,"d":"2,733"},"F2"]
[98512378,"Насос GRUNDFOS","TPE 50-120/2-S-A-F-A-RUUE 1X230 50HZ",{"v":2424,"d":"2,424"},"F2"]
[98512381,"Насос GRUNDFOS","TPE 50-120/2-S-A-F-A-RUUE 3X400 50HZ",{"v":2759,"d":"2,759"},"F2"]
[98514259,"Насос GRUNDFOS","TPE 50-130/4-A-F-A-BAQE 3X400 50HZ",{"v":2881,"d":"2,881"},"F2"]
[98514260,"Насос GRUNDFOS","TPE 50-130/4-A-F-A-GQQE 3X400 50HZ",{"v":2941,"d":"2,941"},"F2"]
[98512440,"Насос GRUNDFOS","TPE 50-130/4-S-A-F-A-BAQE 3X400 50HZ",{"v":3500,"d":"3,500"},"F2"]
[98512442,"Насос GRUNDFOS","TPE 50-130/4-S-A-F-A-GQQE 3X400 50HZ",{"v":3559,"d":"3,559"},"F2"]
[98514317,"Насос GRUNDFOS","TPE 50-160/2-A-F-A-BAQE 1X230 50HZ",{"v":2112,"d":"2,112"},"F2"]
[98514361,"Насос GRUNDFOS","TPE 50-160/2-A-F-A-BAQE 3X400 50HZ",{"v":2365,"d":"2,365"},"F2"]
[98514318,"Насос GRUNDFOS","TPE 50-160/2-A-F-A-GQQE 1X230 50HZ",{"v":2172,"d":"2,172"},"F2"]
[98514363,"Насос GRUNDFOS","TPE 50-160/2-A-F-A-GQQE 3X400 50HZ",{"v":2423,"d":"2,423"},"F2"]
[98512527,"Насос GRUNDFOS","TPE 50-160/2-S-A-F-A-BAQE 1X230 50HZ",{"v":2758,"d":"2,758"},"F2"]
[98512530,"Насос GRUNDFOS","TPE 50-160/2-S-A-F-A-BAQE 3X400 50HZ",{"v":3056,"d":"3,056"},"F2"]
[98512529,"Насос GRUNDFOS","TPE 50-160/2-S-A-F-A-GQQE 1X230 50HZ",{"v":2818,"d":"2,818"},"F2"]
[98512532,"Насос GRUNDFOS","TPE 50-160/2-S-A-F-A-GQQE 3X400 50HZ",{"v":3117,"d":"3,117"},"F2"]
[96096534,"Насос GRUNDFOS","TPE 50-160/4-A-F-A-BAQE 3x400 50Hz",{"v":3214,"d":"3,214"},"F2"]
[96096538,"Насос GRUNDFOS","TPE 50-160/4-A-F-A-GQQE 3x400 50Hz",{"v":3273,"d":"3,273"},"F2"]
[96275817,"Насос GRUNDFOS","TPE 50-160/4-S-A-F-A-BAQE 3x400 50Hz",{"v":3816,"d":"3,816"},"F2"]
[96275819,"Насос GRUNDFOS","TPE 50-160/4-S-A-F-A-GQQE 3x400 50Hz",{"v":3875,"d":"3,875"},"F2"]
[98514458,"Насос GRUNDFOS","TPE 50-180/2-A-F-A-BUBE 1X230 50HZ",{"v":1930,"d":"1,930"},"F2"]
[98514364,"Насос GRUNDFOS","TPE 50-180/2-A-F-A-BUBE 3X400 50HZ",{"v":2243,"d":"2,243"},"F2"]
[98514460,"Насос GRUNDFOS","TPE 50-180/2-A-F-A-RUUE 1X230 50HZ",{"v":1955,"d":"1,955"},"F2"]
[98514367,"Насос GRUNDFOS","TPE 50-180/2-A-F-A-RUUE 3X400 50HZ",{"v":2270,"d":"2,270"},"F2"]
[98512382,"Насос GRUNDFOS","TPE 50-180/2-S-A-F-A-BUBE 1X230 50HZ",{"v":2526,"d":"2,526"},"F2"]
[98512385,"Насос GRUNDFOS","TPE 50-180/2-S-A-F-A-BUBE 3X400 50HZ",{"v":2862,"d":"2,862"},"F2"]
[98512384,"Насос GRUNDFOS","TPE 50-180/2-S-A-F-A-RUUE 1X230 50HZ",{"v":2552,"d":"2,552"},"F2"]
[98512387,"Насос GRUNDFOS","TPE 50-180/2-S-A-F-A-RUUE 3X400 50HZ",{"v":2889,"d":"2,889"},"F2"]
[98112624,"Насос GRUNDFOS","TPE 50-190/2-A-F-A-BAQE 3X400 50HZ",{"v":3029,"d":"3,029"},"F2"]
[98112625,"Насос GRUNDFOS","TPE 50-190/2-A-F-A-GQQE 3X400 50HZ",{"v":3092,"d":"3,092"},"F2"]
[98112628,"Насос GRUNDFOS","TPE 50-190/2-S-A-F-A-BAQE 3X400 50HZ",{"v":3626,"d":"3,626"},"F2"]
[98112630,"Насос GRUNDFOS","TPE 50-190/2-S-A-F-A-GQQE 3X400 50HZ",{"v":3686,"d":"3,686"},"F2"]
[96096535,"Насос GRUNDFOS","TPE 50-190/4-A-F-A-BAQE 3x400 50Hz",{"v":3538,"d":"3,538"},"F2"]
[96096539,"Насос GRUNDFOS","TPE 50-190/4-A-F-A-GQQE 3x400 50Hz",{"v":3598,"d":"3,598"},"F2"]
[96275823,"Насос GRUNDFOS","TPE 50-190/4-S-A-F-A-BAQE 3x400 50Hz",{"v":4138,"d":"4,138"},"F2"]
[96275825,"Насос GRUNDFOS","TPE 50-190/4-S-A-F-A-GQQE 3x400 50Hz",{"v":4198,"d":"4,198"},"F2"]
[96096536,"Насос GRUNDFOS","TPE 50-230/4-A-F-A-BAQE 3x400 50Hz",{"v":3916,"d":"3,916"},"F2"]
[96096540,"Насос GRUNDFOS","TPE 50-230/4-A-F-A-GQQE 3x400 50Hz",{"v":3976,"d":"3,976"},"F2"]
[96275829,"Насос GRUNDFOS","TPE 50-230/4-S-A-F-A-BAQE 3x400 50Hz",{"v":4521,"d":"4,521"},"F2"]
[96275831,"Насос GRUNDFOS","TPE 50-230/4-S-A-F-A-GQQE 3x400 50Hz",{"v":4580,"d":"4,580"},"F2"]
[98112643,"Насос GRUNDFOS","TPE 50-240/2-A-F-A-BAQE 3X400 50HZ",{"v":3274,"d":"3,274"},"F2"]
[98112644,"Насос GRUNDFOS","TPE 50-240/2-A-F-A-GQQE 3X400 50HZ",{"v":3337,"d":"3,337"},"F2"]
[98112647,"Насос GRUNDFOS","TPE 50-240/2-S-A-F-A-BAQE 3X400 50HZ",{"v":3867,"d":"3,867"},"F2"]
[98112649,"Насос GRUNDFOS","TPE 50-240/2-S-A-F-A-GQQE 3X400 50HZ",{"v":3928,"d":"3,928"},"F2"]
[96096415,"Насос GRUNDFOS","TPE 50-290/2-A-F-A-BAQE 3x400 50Hz",{"v":3447,"d":"3,447"},"F2"]
[96096425,"Насос GRUNDFOS","TPE 50-290/2-A-F-A-GQQE 3x400 50Hz",{"v":3507,"d":"3,507"},"F2"]
[96275523,"Насос GRUNDFOS","TPE 50-290/2-S-A-F-A-BAQE 3x400 50Hz",{"v":4051,"d":"4,051"},"F2"]
[96275525,"Насос GRUNDFOS","TPE 50-290/2-S-A-F-A-GQQE 3x400 50Hz",{"v":4111,"d":"4,111"},"F2"]
[98514461,"Насос GRUNDFOS","TPE 50-30/4-A-F-A-BUBE 1X230 50HZ",{"v":1500,"d":"1,500"},"F2"]
[98514463,"Насос GRUNDFOS","TPE 50-30/4-A-F-A-RUUE 1X230 50HZ",{"v":1526,"d":"1,526"},"F2"]
[97931892,"Насос GRUNDFOS","TPE 50-30/4-S-A-F-A-BUBE 1X230 50HZ",{"v":2169,"d":"2,169"},"F2"]
[97931894,"Насос GRUNDFOS","TPE 50-30/4-S-A-F-A-RUUE 1X230 50HZ",{"v":2122,"d":"2,122"},"F2"]
[96096416,"Насос GRUNDFOS","TPE 50-360/2-A-F-A-BAQE 3x400 50Hz",{"v":4012,"d":"4,012"},"F2"]
[96096426,"Насос GRUNDFOS","TPE 50-360/2-A-F-A-GQQE 3x400 50Hz",{"v":4072,"d":"4,072"},"F2"]
[96275529,"Насос GRUNDFOS","TPE 50-360/2-S-A-F-A-BAQE 3x400 50Hz",{"v":4617,"d":"4,617"},"F2"]
[96275531,"Насос GRUNDFOS","TPE 50-360/2-S-A-F-A-GQQE 3x400 50Hz",{"v":4677,"d":"4,677"},"F2"]
[96096417,"Насос GRUNDFOS","TPE 50-430/2-A-F-A-BAQE 3x400 50Hz",{"v":4819,"d":"4,819"},"F2"]
[96096427,"Насос GRUNDFOS","TPE 50-430/2-A-F-A-GQQE 3x400 50Hz",{"v":4879,"d":"4,879"},"F2"]
[96397027,"Насос GRUNDFOS","TPE 50-430/2-S-A-F-A-BAQE 3x400 50Hz",{"v":5437,"d":"5,437"},"F2"]
[96397029,"Насос GRUNDFOS","TPE 50-430/2-S-A-F-A-GQQE 3x400 50Hz",{"v":5497,"d":"5,497"},"F2"]
[96096418,"Насос GRUNDFOS","TPE 50-440/2-A-F-A-BAQE 3x400 50Hz",{"v":5273,"d":"5,273"},"F2"]
[96096428,"Насос GRUNDFOS","TPE 50-440/2-A-F-A-GQQE 3x400 50Hz",{"v":5334,"d":"5,334"},"F2"]
[96397030,"Насос GRUNDFOS","TPE 50-440/2-S-A-F-A-BAQE 3x400 50Hz",{"v":5894,"d":"5,894"},"F2"]
[96397032,"Насос GRUNDFOS","TPE 50-440/2-S-A-F-A-GQQE 3x400 50Hz",{"v":5955,"d":"5,955"},"F2"]
[96096419,"Насос GRUNDFOS","TPE 50-570/2-A-F-A-BAQE 3x400 50Hz",{"v":6548,"d":"6,548"},"F2"]
[96096429,"Насос GRUNDFOS","TPE 50-570/2-A-F-A-GQQE 3x400 50Hz",{"v":6607,"d":"6,607"},"F2"]
[96397033,"Насос GRUNDFOS","TPE 50-570/2-S-A-F-A-BAQE 3x400 50Hz",{"v":7169,"d":"7,169"},"F2"]
[96397035,"Насос GRUNDFOS","TPE 50-570/2-S-A-F-A-GQQE 3x400 50Hz",{"v":7228,"d":"7,228"},"F2"]
[98112608,"Насос GRUNDFOS","TPE 50-60/2-A-F-A-BUBE 1X230 50HZ",{"v":1574,"d":"1,574"},"F2"]
[98112610,"Насос GRUNDFOS","TPE 50-60/2-A-F-A-RUUE 1X230 50HZ",{"v":1601,"d":"1,601"},"F2"]
[97931994,"Насос GRUNDFOS","TPE 50-60/2-S-A-F-A-BUBE 1X230 50HZ",{"v":2147,"d":"2,147"},"F2"]
[97931996,"Насос GRUNDFOS","TPE 50-60/2-S-A-F-A-RUUE 1X230 50HZ",{"v":2173,"d":"2,173"},"F2"]
[98514410,"Насос GRUNDFOS","TPE 50-60/4-A-F-A-BUBE 1X230 50HZ",{"v":1717,"d":"1,717"},"F2"]
[98514413,"Насос GRUNDFOS","TPE 50-60/4-A-F-A-RUUE 1X230 50HZ",{"v":1742,"d":"1,742"},"F2"]
[97931952,"Насос GRUNDFOS","TPE 50-60/4-S-A-F-A-BUBE 1X230 50HZ",{"v":2313,"d":"2,313"},"F2"]
[97931954,"Насос GRUNDFOS","TPE 50-60/4-S-A-F-A-RUUE 1X230 50HZ",{"v":2339,"d":"2,339"},"F2"]
[96096420,"Насос GRUNDFOS","TPE 50-710/2-A-F-A-BAQE 3x400 50Hz",{"v":7351,"d":"7,351"},"F2"]
[96096430,"Насос GRUNDFOS","TPE 50-710/2-A-F-A-GQQE 3x400 50Hz",{"v":7410,"d":"7,410"},"F2"]
[96397036,"Насос GRUNDFOS","TPE 50-710/2-S-A-F-A-BAQE 3x400 50Hz",{"v":8173,"d":"8,173"},"F2"]
[96397038,"Насос GRUNDFOS","TPE 50-710/2-S-A-F-A-GQQE 3x400 50Hz",{"v":8235,"d":"8,235"},"F2"]
[96096421,"Насос GRUNDFOS","TPE 50-830/2-A-F-A-BAQE 3x400 50Hz",{"v":8977,"d":"8,977"},"F2"]
[96096431,"Насос GRUNDFOS","TPE 50-830/2-A-F-A-GQQE 3x400 50Hz",{"v":9036,"d":"9,036"},"F2"]
[96397039,"Насос GRUNDFOS","TPE 50-830/2-S-A-F-A-BAQE 3x400 50Hz",{"v":9886,"d":"9,886"},"F2"]
[96397041,"Насос GRUNDFOS","TPE 50-830/2-S-A-F-A-GQQE 3x400 50Hz",{"v":9947,"d":"9,947"},"F2"]
[98514323,"Насос GRUNDFOS","TPE 50-90/4-A-F-A-BAQE 1X230 50HZ",{"v":2125,"d":"2,125"},"F2"]
[98514401,"Насос GRUNDFOS","TPE 50-90/4-A-F-A-BAQE 3X400 50HZ",{"v":2446,"d":"2,446"},"F2"]
[98514325,"Насос GRUNDFOS","TPE 50-90/4-A-F-A-GQQE 1X230 50HZ",{"v":2164,"d":"2,164"},"F2"]
[98514403,"Насос GRUNDFOS","TPE 50-90/4-A-F-A-GQQE 3X400 50HZ",{"v":2507,"d":"2,507"},"F2"]
[98512152,"Насос GRUNDFOS","TPE 50-90/4-S-A-F-A-BAQE 1X230 50HZ",{"v":2749,"d":"2,749"},"F2"]
[98512155,"Насос GRUNDFOS","TPE 50-90/4-S-A-F-A-BAQE 3X400 50HZ",{"v":3071,"d":"3,071"},"F2"]
[98512154,"Насос GRUNDFOS","TPE 50-90/4-S-A-F-A-GQQE 1X230 50HZ",{"v":2810,"d":"2,810"},"F2"]
[98512157,"Насос GRUNDFOS","TPE 50-90/4-S-A-F-A-GQQE 3X400 50HZ",{"v":3131,"d":"3,131"},"F2"]
[96096422,"Насос GRUNDFOS","TPE 50-900/2-A-F-A-BAQE 3x400 50Hz",{"v":10209,"d":"10,209"},"F2"]
[96096432,"Насос GRUNDFOS","TPE 50-900/2-A-F-A-GQQE 3x400 50Hz",{"v":10269,"d":"10,269"},"F2"]
[96397042,"Насос GRUNDFOS","TPE 50-900/2-S-A-F-A-BAQE 3x400 50Hz",{"v":11047,"d":"11,047"},"F2"]
[96397044,"Насос GRUNDFOS","TPE 50-900/2-S-A-F-A-GQQE 3x400 50Hz",{"v":11108,"d":"11,108"},"F2"]
[98514275,"Насос GRUNDFOS","TPE 65-110/4-A-F-A-BAQE 3X400 50HZ",{"v":2934,"d":"2,934"},"F2"]
[98514276,"Насос GRUNDFOS","TPE 65-110/4-A-F-A-GQQE 3X400 50HZ",{"v":2994,"d":"2,994"},"F2"]
[98512443,"Насос GRUNDFOS","TPE 65-110/4-S-A-F-A-BAQE 3X400 50HZ",{"v":3552,"d":"3,552"},"F2"]
[98512445,"Насос GRUNDFOS","TPE 65-110/4-S-A-F-A-GQQE 3X400 50HZ",{"v":3612,"d":"3,612"},"F2"]
[98514423,"Насос GRUNDFOS","TPE 65-120/2-A-F-A-BUBE 1X230 50HZ",{"v":2081,"d":"2,081"},"F2"]
[98514368,"Насос GRUNDFOS","TPE 65-120/2-A-F-A-BUBE 3X400 50HZ",{"v":2409,"d":"2,409"},"F2"]
[98514425,"Насос GRUNDFOS","TPE 65-120/2-A-F-A-RUUE 1X230 50HZ",{"v":2107,"d":"2,107"},"F2"]
[98514370,"Насос GRUNDFOS","TPE 65-120/2-A-F-A-RUUE 3X400 50HZ",{"v":2436,"d":"2,436"},"F2"]
[98512533,"Насос GRUNDFOS","TPE 65-120/2-S-A-F-A-BUBE 1X230 50HZ",{"v":2677,"d":"2,677"},"F2"]
[98512536,"Насос GRUNDFOS","TPE 65-120/2-S-A-F-A-BUBE 3X400 50HZ",{"v":3015,"d":"3,015"},"F2"]
[98512535,"Насос GRUNDFOS","TPE 65-120/2-S-A-F-A-RUUE 1X230 50HZ",{"v":2703,"d":"2,703"},"F2"]
[98512538,"Насос GRUNDFOS","TPE 65-120/2-S-A-F-A-RUUE 3X400 50HZ",{"v":3041,"d":"3,041"},"F2"]
[96096690,"Насос GRUNDFOS","TPE 65-130/4-A-F-A-BAQE 3x400 50Hz",{"v":3327,"d":"3,327"},"F2"]
[96096695,"Насос GRUNDFOS","TPE 65-130/4-A-F-A-GQQE 3x400 50Hz",{"v":3386,"d":"3,386"},"F2"]
[96275859,"Насос GRUNDFOS","TPE 65-130/4-S-A-F-A-BAQE 3x400 50Hz",{"v":3928,"d":"3,928"},"F2"]
[96275861,"Насос GRUNDFOS","TPE 65-130/4-S-A-F-A-GQQE 3x400 50Hz",{"v":3987,"d":"3,987"},"F2"]
[96096691,"Насос GRUNDFOS","TPE 65-150/4-A-F-A-BAQE 3x400 50Hz",{"v":3711,"d":"3,711"},"F2"]
[96096696,"Насос GRUNDFOS","TPE 65-150/4-A-F-A-GQQE 3x400 50Hz",{"v":3770,"d":"3,770"},"F2"]
[96275865,"Насос GRUNDFOS","TPE 65-150/4-S-A-F-A-BAQE 3x400 50Hz",{"v":4329,"d":"4,329"},"F2"]
[96275867,"Насос GRUNDFOS","TPE 65-150/4-S-A-F-A-GQQE 3x400 50Hz",{"v":4388,"d":"4,388"},"F2"]
[96096692,"Насос GRUNDFOS","TPE 65-170/4-A-F-A-BAQE 3x400 50Hz",{"v":4041,"d":"4,041"},"F2"]
[96096697,"Насос GRUNDFOS","TPE 65-170/4-A-F-A-GQQE 3x400 50Hz",{"v":4102,"d":"4,102"},"F2"]
[96275871,"Насос GRUNDFOS","TPE 65-170/4-S-A-F-A-BAQE 3x400 50Hz",{"v":4645,"d":"4,645"},"F2"]
[96275873,"Насос GRUNDFOS","TPE 65-170/4-S-A-F-A-GQQE 3x400 50Hz",{"v":4706,"d":"4,706"},"F2"]
[98514443,"Насос GRUNDFOS","TPE 65-180/2-A-F-A-BUBE 3X400 50HZ",{"v":2950,"d":"2,950"},"F2"]
[98514445,"Насос GRUNDFOS","TPE 65-180/2-A-F-A-RUUE 3X400 50HZ",{"v":2978,"d":"2,978"},"F2"]
[98512577,"Насос GRUNDFOS","TPE 65-180/2-S-A-F-A-BUBE 3X400 50HZ",{"v":3553,"d":"3,553"},"F2"]
[98512579,"Насос GRUNDFOS","TPE 65-180/2-S-A-F-A-RUUE 3X400 50HZ",{"v":3580,"d":"3,580"},"F2"]
[98112664,"Насос GRUNDFOS","TPE 65-190/2-A-F-A-BAQE 3X400 50HZ",{"v":3280,"d":"3,280"},"F2"]
[98112665,"Насос GRUNDFOS","TPE 65-190/2-A-F-A-GQQE 3X400 50HZ",{"v":3343,"d":"3,343"},"F2"]
[98112669,"Насос GRUNDFOS","TPE 65-190/2-S-A-F-A-BAQE 3X400 50HZ",{"v":3873,"d":"3,873"},"F2"]
[98076625,"Насос GRUNDFOS","TPE 65-190/2-S-A-F-A-GQQE 3X400 50HZ",{"v":3934,"d":"3,934"},"F2"]
[96096582,"Насос GRUNDFOS","TPE 65-230/2-A-F-A-BAQE 3x400 50Hz",{"v":3461,"d":"3,461"},"F2"]
[96096591,"Насос GRUNDFOS","TPE 65-230/2-A-F-A-GQQE 3x400 50Hz",{"v":3521,"d":"3,521"},"F2"]
[96275571,"Насос GRUNDFOS","TPE 65-230/2-S-A-F-A-BAQE 3x400 50Hz",{"v":4065,"d":"4,065"},"F2"]
[96275573,"Насос GRUNDFOS","TPE 65-230/2-S-A-F-A-GQQE 3x400 50Hz",{"v":4126,"d":"4,126"},"F2"]
[96096693,"Насос GRUNDFOS","TPE 65-240/4-A-F-A-BAQE 3x400 50Hz",{"v":4453,"d":"4,453"},"F2"]
[96096698,"Насос GRUNDFOS","TPE 65-240/4-A-F-A-GQQE 3x400 50Hz",{"v":4513,"d":"4,513"},"F2"]
[96275877,"Насос GRUNDFOS","TPE 65-240/4-S-A-F-A-BAQE 3x400 50Hz",{"v":5052,"d":"5,052"},"F2"]
[96275879,"Насос GRUNDFOS","TPE 65-240/4-S-A-F-A-GQQE 3x400 50Hz",{"v":5111,"d":"5,111"},"F2"]
[96096583,"Насос GRUNDFOS","TPE 65-260/2-A-F-A-BAQE 3x400 50Hz",{"v":4021,"d":"4,021"},"F2"]
[96096592,"Насос GRUNDFOS","TPE 65-260/2-A-F-A-GQQE 3x400 50Hz",{"v":4081,"d":"4,081"},"F2"]
[96275577,"Насос GRUNDFOS","TPE 65-260/2-S-A-F-A-BAQE 3x400 50Hz",{"v":4626,"d":"4,626"},"F2"]
[96275579,"Насос GRUNDFOS","TPE 65-260/2-S-A-F-A-GQQE 3x400 50Hz",{"v":4685,"d":"4,685"},"F2"]
[98514467,"Насос GRUNDFOS","TPE 65-30/4-A-F-A-BUBE 1X230 50HZ",{"v":1701,"d":"1,701"},"F2"]
[98514469,"Насос GRUNDFOS","TPE 65-30/4-A-F-A-RUUE 1X230 50HZ",{"v":1727,"d":"1,727"},"F2"]
[97931895,"Насос GRUNDFOS","TPE 65-30/4-S-A-F-A-BUBE 1X230 50HZ",{"v":2311,"d":"2,311"},"F2"]
[97931897,"Насос GRUNDFOS","TPE 65-30/4-S-A-F-A-RUUE 1X230 50HZ",{"v":2323,"d":"2,323"},"F2"]
[96096584,"Насос GRUNDFOS","TPE 65-340/2-A-F-A-BAQE 3x400 50Hz",{"v":4864,"d":"4,864"},"F2"]
[96096593,"Насос GRUNDFOS","TPE 65-340/2-A-F-A-GQQE 3x400 50Hz",{"v":4923,"d":"4,923"},"F2"]
[96275583,"Насос GRUNDFOS","TPE 65-340/2-S-A-F-A-BAQE 3x400 50Hz",{"v":5482,"d":"5,482"},"F2"]
[96275585,"Насос GRUNDFOS","TPE 65-340/2-S-A-F-A-GQQE 3x400 50Hz",{"v":5542,"d":"5,542"},"F2"]
[96096585,"Насос GRUNDFOS","TPE 65-410/2-A-F-A-BAQE 3x400 50Hz",{"v":5330,"d":"5,330"},"F2"]
[96096594,"Насос GRUNDFOS","TPE 65-410/2-A-F-A-GQQE 3x400 50Hz",{"v":5390,"d":"5,390"},"F2"]
[96275589,"Насос GRUNDFOS","TPE 65-410/2-S-A-F-A-BAQE 3x400 50Hz",{"v":5951,"d":"5,951"},"F2"]
[96275591,"Насос GRUNDFOS","TPE 65-410/2-S-A-F-A-GQQE 3x400 50Hz",{"v":5981,"d":"5,981"},"F2"]
[96096586,"Насос GRUNDFOS","TPE 65-460/2-A-F-A-BAQE 3x400 50Hz",{"v":6802,"d":"6,802"},"F2"]
[96096595,"Насос GRUNDFOS","TPE 65-460/2-A-F-A-GQQE 3x400 50Hz",{"v":6863,"d":"6,863"},"F2"]
[96581009,"Насос GRUNDFOS","TPE 65-460/2-S-A-F-A-BAQE 3x400 50Hz",{"v":7442,"d":"7,442"},"F2"]
[96397047,"Насос GRUNDFOS","TPE 65-460/2-S-A-F-A-GQQE 3x400 50Hz",{"v":7504,"d":"7,504"},"F2"]
[96096587,"Насос GRUNDFOS","TPE 65-550/2-A-F-A-BAQE 3x400 50Hz",{"v":7998,"d":"7,998"},"F2"]
[96096596,"Насос GRUNDFOS","TPE 65-550/2-A-F-A-GQQE 3x400 50Hz",{"v":8059,"d":"8,059"},"F2"]
[96397048,"Насос GRUNDFOS","TPE 65-550/2-S-A-F-A-BAQE 3x400 50Hz",{"v":8638,"d":"8,638"},"F2"]
[96397050,"Насос GRUNDFOS","TPE 65-550/2-S-A-F-A-GQQE 3x400 50Hz",{"v":8698,"d":"8,698"},"F2"]
[98514464,"Насос GRUNDFOS","TPE 65-60/2-A-F-A-BUBE 1X230 50HZ",{"v":1768,"d":"1,768"},"F2"]
[98514466,"Насос GRUNDFOS","TPE 65-60/2-A-F-A-RUUE 1X230 50HZ",{"v":1793,"d":"1,793"},"F2"]
[98512213,"Насос GRUNDFOS","TPE 65-60/2-S-A-F-A-BUBE 1X230 50HZ",{"v":2364,"d":"2,364"},"F2"]
[98512215,"Насос GRUNDFOS","TPE 65-60/2-S-A-F-A-RUUE 1X230 50HZ",{"v":2390,"d":"2,390"},"F2"]
[98514411,"Насос GRUNDFOS","TPE 65-60/4-A-F-A-BUBE 1X230 50HZ",{"v":1961,"d":"1,961"},"F2"]
[98514485,"Насос GRUNDFOS","TPE 65-60/4-A-F-A-BUBE 3X400 50HZ",{"v":2302,"d":"2,302"},"F2"]
[98514414,"Насос GRUNDFOS","TPE 65-60/4-A-F-A-RUUE 1X230 50HZ",{"v":1987,"d":"1,987"},"F2"]
[98514487,"Насос GRUNDFOS","TPE 65-60/4-A-F-A-RUUE 3X400 50HZ",{"v":2328,"d":"2,328"},"F2"]
[98512158,"Насос GRUNDFOS","TPE 65-60/4-S-A-F-A-BUBE 1X230 50HZ",{"v":2558,"d":"2,558"},"F2"]
[98512161,"Насос GRUNDFOS","TPE 65-60/4-S-A-F-A-BUBE 3X400 50HZ",{"v":2921,"d":"2,921"},"F2"]
[98512160,"Насос GRUNDFOS","TPE 65-60/4-S-A-F-A-RUUE 1X230 50HZ",{"v":2584,"d":"2,584"},"F2"]
[98512163,"Насос GRUNDFOS","TPE 65-60/4-S-A-F-A-RUUE 3X400 50HZ",{"v":2948,"d":"2,948"},"F2"]
[96096588,"Насос GRUNDFOS","TPE 65-660/2-A-F-A-BAQE 3x400 50Hz",{"v":9565,"d":"9,565"},"F2"]
[96096597,"Насос GRUNDFOS","TPE 65-660/2-A-F-A-GQQE 3x400 50Hz",{"v":9625,"d":"9,625"},"F2"]
[96397051,"Насос GRUNDFOS","TPE 65-660/2-S-A-F-A-BAQE 3x400 50Hz",{"v":10154,"d":"10,154"},"F2"]
[96397053,"Насос GRUNDFOS","TPE 65-660/2-S-A-F-A-GQQE 3x400 50Hz",{"v":10215,"d":"10,215"},"F2"]
[96096589,"Насос GRUNDFOS","TPE 65-720/2-A-F-A-BAQE 3x400 50Hz",{"v":10726,"d":"10,726"},"F2"]
[96096598,"Насос GRUNDFOS","TPE 65-720/2-A-F-A-GQQE 3x400 50Hz",{"v":10787,"d":"10,787"},"F2"]
[96397054,"Насос GRUNDFOS","TPE 65-720/2-S-A-F-A-BAQE 3x400 50Hz",{"v":11366,"d":"11,366"},"F2"]
[96397056,"Насос GRUNDFOS","TPE 65-720/2-S-A-F-A-GQQE 3x400 50Hz",{"v":11427,"d":"11,427"},"F2"]
[98514337,"Насос GRUNDFOS","TPE 65-90/4-A-F-A-BAQE 1X230 50HZ",{"v":2328,"d":"2,328"},"F2"]
[98514371,"Насос GRUNDFOS","TPE 65-90/4-A-F-A-BAQE 3X400 50HZ",{"v":2622,"d":"2,622"},"F2"]
[98514338,"Насос GRUNDFOS","TPE 65-90/4-A-F-A-GQQE 1X230 50HZ",{"v":2388,"d":"2,388"},"F2"]
[98514373,"Насос GRUNDFOS","TPE 65-90/4-A-F-A-GQQE 3X400 50HZ",{"v":2682,"d":"2,682"},"F2"]
[98512292,"Насос GRUNDFOS","TPE 65-90/4-S-A-F-A-BAQE 1X230 50HZ",{"v":2952,"d":"2,952"},"F2"]
[98512295,"Насос GRUNDFOS","TPE 65-90/4-S-A-F-A-BAQE 3X400 50HZ",{"v":3246,"d":"3,246"},"F2"]
[98512294,"Насос GRUNDFOS","TPE 65-90/4-S-A-F-A-GQQE 1X230 50HZ",{"v":3012,"d":"3,012"},"F2"]
[98512297,"Насос GRUNDFOS","TPE 65-90/4-S-A-F-A-GQQE 3X400 50HZ",{"v":3307,"d":"3,307"},"F2"]
[96110169,"Насос GRUNDFOS","TPE 80-110/4-A-F-A-BAQE 3x400 50Hz",{"v":3744,"d":"3,744"},"F2"]
[96110177,"Насос GRUNDFOS","TPE 80-110/4-A-F-A-GQQE 3x400 50Hz",{"v":3803,"d":"3,803"},"F2"]
[96275937,"Насос GRUNDFOS","TPE 80-110/4-S-A-F-A-BAQE 3x400 50Hz",{"v":4362,"d":"4,362"},"F2"]
[96275939,"Насос GRUNDFOS","TPE 80-110/4-S-A-F-A-GQQE 3x400 50Hz",{"v":4422,"d":"4,422"},"F2"]
[98514405,"Насос GRUNDFOS","TPE 80-120/2-A-F-A-BUBE 3X400 50HZ",{"v":3163,"d":"3,163"},"F2"]
[98514409,"Насос GRUNDFOS","TPE 80-120/2-A-F-A-RUUE 3X400 50HZ",{"v":3190,"d":"3,190"},"F2"]
[98512583,"Насос GRUNDFOS","TPE 80-120/2-S-A-F-A-BUBE 3X400 50HZ",{"v":3762,"d":"3,762"},"F2"]
[98512585,"Насос GRUNDFOS","TPE 80-120/2-S-A-F-A-RUUE 3X400 50HZ",{"v":3788,"d":"3,788"},"F2"]
[98112683,"Насос GRUNDFOS","TPE 80-140/2-A-F-A-BAQE 3X400 50HZ",{"v":3357,"d":"3,357"},"F2"]
[98112684,"Насос GRUNDFOS","TPE 80-140/2-A-F-A-GQQE 3X400 50HZ",{"v":3403,"d":"3,403"},"F2"]
[98112687,"Насос GRUNDFOS","TPE 80-140/2-S-A-F-A-BAQE 3X400 50HZ",{"v":3968,"d":"3,968"},"F2"]
[98112689,"Насос GRUNDFOS","TPE 80-140/2-S-A-F-A-GQQE 3X400 50HZ",{"v":4028,"d":"4,028"},"F2"]
[96110170,"Насос GRUNDFOS","TPE 80-150/4-A-F-A-BAQE 3x400 50Hz",{"v":4083,"d":"4,083"},"F2"]
[96110178,"Насос GRUNDFOS","TPE 80-150/4-A-F-A-GQQE 3x400 50Hz",{"v":4143,"d":"4,143"},"F2"]
[96275943,"Насос GRUNDFOS","TPE 80-150/4-S-A-F-A-BAQE 3x400 50Hz",{"v":4687,"d":"4,687"},"F2"]
[96275945,"Насос GRUNDFOS","TPE 80-150/4-S-A-F-A-GQQE 3x400 50Hz",{"v":4748,"d":"4,748"},"F2"]
[96110171,"Насос GRUNDFOS","TPE 80-170/4-A-F-A-BAQE 3x400 50Hz",{"v":4681,"d":"4,681"},"F2"]
[96110179,"Насос GRUNDFOS","TPE 80-170/4-A-F-A-GQQE 3x400 50Hz",{"v":4741,"d":"4,741"},"F2"]
[96275949,"Насос GRUNDFOS","TPE 80-170/4-S-A-F-A-BAQE 3x400 50Hz",{"v":5302,"d":"5,302"},"F2"]
[96275951,"Насос GRUNDFOS","TPE 80-170/4-S-A-F-A-GQQE 3x400 50Hz",{"v":5363,"d":"5,363"},"F2"]
[96110042,"Насос GRUNDFOS","TPE 80-180/2-A-F-A-BAQE 3x400 50Hz",{"v":3574,"d":"3,574"},"F2"]
[96110051,"Насос GRUNDFOS","TPE 80-180/2-A-F-A-GQQE 3x400 50Hz",{"v":3617,"d":"3,617"},"F2"]
[96275613,"Насос GRUNDFOS","TPE 80-180/2-S-A-F-A-BAQE 3x400 50Hz",{"v":4178,"d":"4,178"},"F2"]
[96275615,"Насос GRUNDFOS","TPE 80-180/2-S-A-F-A-GQQE 3x400 50Hz",{"v":4238,"d":"4,238"},"F2"]
[96110043,"Насос GRUNDFOS","TPE 80-210/2-A-F-A-BAQE 3x400 50Hz",{"v":4094,"d":"4,094"},"F2"]
[96110052,"Насос GRUNDFOS","TPE 80-210/2-A-F-A-GQQE 3x400 50Hz",{"v":4154,"d":"4,154"},"F2"]
[96275619,"Насос GRUNDFOS","TPE 80-210/2-S-A-F-A-BAQE 3x400 50Hz",{"v":4719,"d":"4,719"},"F2"]
[96275621,"Насос GRUNDFOS","TPE 80-210/2-S-A-F-A-GQQE 3x400 50Hz",{"v":4778,"d":"4,778"},"F2"]
[96110044,"Насос GRUNDFOS","TPE 80-240/2-A-F-A-BAQE 3x400 50Hz",{"v":4892,"d":"4,892"},"F2"]
[96110053,"Насос GRUNDFOS","TPE 80-240/2-A-F-A-GQQE 3x400 50Hz",{"v":4951,"d":"4,951"},"F2"]
[96275625,"Насос GRUNDFOS","TPE 80-240/2-S-A-F-A-BAQE 3x400 50Hz",{"v":5510,"d":"5,510"},"F2"]
[96275627,"Насос GRUNDFOS","TPE 80-240/2-S-A-F-A-GQQE 3x400 50Hz",{"v":5570,"d":"5,570"},"F2"]
[96110172,"Насос GRUNDFOS","TPE 80-240/4-A-F-A-BAQE 3x400 50Hz",{"v":5290,"d":"5,290"},"F2"]
[96110180,"Насос GRUNDFOS","TPE 80-240/4-A-F-A-GQQE 3x400 50Hz",{"v":5386,"d":"5,386"},"F2"]
[96275955,"Насос GRUNDFOS","TPE 80-240/4-S-A-F-A-BAQE 3x400 50Hz",{"v":5882,"d":"5,882"},"F2"]
[96275957,"Насос GRUNDFOS","TPE 80-240/4-S-A-F-A-GQQE 3x400 50Hz",{"v":5978,"d":"5,978"},"F2"]
[96110045,"Насос GRUNDFOS","TPE 80-250/2-A-F-A-BAQE 3x400 50Hz",{"v":5386,"d":"5,386"},"F2"]
[96110054,"Насос GRUNDFOS","TPE 80-250/2-A-F-A-GQQE 3x400 50Hz",{"v":5446,"d":"5,446"},"F2"]
[96275631,"Насос GRUNDFOS","TPE 80-250/2-S-A-F-A-BAQE 3x400 50Hz",{"v":6007,"d":"6,007"},"F2"]
[96275633,"Насос GRUNDFOS","TPE 80-250/2-S-A-F-A-GQQE 3x400 50Hz",{"v":6037,"d":"6,037"},"F2"]
[96898977,"Насос GRUNDFOS","TPE 80-270/4-AFA-BAQE 7,5kW 400V 50Hz",{"v":5649,"d":"5,649"},"F2"]
[96898978,"Насос GRUNDFOS","TPE 80-270/4-AFA-GQQE 7,5kW 400V 50Hz",{"v":5787,"d":"5,787"},"F2"]
[96900291,"Насос GRUNDFOS","TPE 80-270/4-S-A-F-A-BAQE 3x400 50Hz",{"v":6325,"d":"6,325"},"F2"]
[96890952,"Насос GRUNDFOS","TPE 80-270/4-S-A-F-A-GQQE 3x400 50Hz",{"v":6423,"d":"6,423"},"F2"]
[98514470,"Насос GRUNDFOS","TPE 80-30/4-A-F-A-BUBE 1X230 50HZ",{"v":2076,"d":"2,076"},"F2"]
[98514472,"Насос GRUNDFOS","TPE 80-30/4-A-F-A-RUUE 1X230 50HZ",{"v":2102,"d":"2,102"},"F2"]
[97931958,"Насос GRUNDFOS","TPE 80-30/4-S-A-F-A-BUBE 1X230 50HZ",{"v":2672,"d":"2,672"},"F2"]
[97931960,"Насос GRUNDFOS","TPE 80-30/4-S-A-F-A-RUUE 1X230 50HZ",{"v":2698,"d":"2,698"},"F2"]
[96110046,"Насос GRUNDFOS","TPE 80-330/2-A-F-A-BAQE 3x400 50Hz",{"v":6889,"d":"6,889"},"F2"]
[96110055,"Насос GRUNDFOS","TPE 80-330/2-A-F-A-GQQE 3x400 50Hz",{"v":6950,"d":"6,950"},"F2"]
[96275637,"Насос GRUNDFOS","TPE 80-330/2-S-A-F-A-BAQE 3x400 50Hz",{"v":7528,"d":"7,528"},"F2"]
[96275639,"Насос GRUNDFOS","TPE 80-330/2-S-A-F-A-GQQE 3x400 50Hz",{"v":7590,"d":"7,590"},"F2"]
[96110174,"Насос GRUNDFOS","TPE 80-340/4-A-F-A-BAQE 3x400 50Hz",{"v":7050,"d":"7,050"},"F2"]
[96110182,"Насос GRUNDFOS","TPE 80-340/4-A-F-A-GQQE 3x400 50Hz",{"v":7149,"d":"7,149"},"F2"]
[96275967,"Насос GRUNDFOS","TPE 80-340/4-S-A-F-A-BAQE 3x400 50Hz",{"v":7652,"d":"7,652"},"F2"]
[96275969,"Насос GRUNDFOS","TPE 80-340/4-S-A-F-A-GQQE 3x400 50Hz",{"v":7750,"d":"7,750"},"F2"]
[96110047,"Насос GRUNDFOS","TPE 80-400/2-A-F-A-BAQE 3x400 50Hz",{"v":7524,"d":"7,524"},"F2"]
[96110056,"Насос GRUNDFOS","TPE 80-400/2-A-F-A-GQQE 3x400 50Hz",{"v":7586,"d":"7,586"},"F2"]
[96275643,"Насос GRUNDFOS","TPE 80-400/2-S-A-F-A-BAQE 3x400 50Hz",{"v":8127,"d":"8,127"},"F2"]
[96275645,"Насос GRUNDFOS","TPE 80-400/2-S-A-F-A-GQQE 3x400 50Hz",{"v":8189,"d":"8,189"},"F2"]
[96110048,"Насос GRUNDFOS","TPE 80-520/2-A-F-A-BAQE 3x400 50Hz",{"v":9199,"d":"9,199"},"F2"]
[96110057,"Насос GRUNDFOS","TPE 80-520/2-A-F-A-GQQE 3x400 50Hz",{"v":9261,"d":"9,261"},"F2"]
[96397057,"Насос GRUNDFOS","TPE 80-520/2-S-A-F-A-BAQE 3x400 50Hz",{"v":9840,"d":"9,840"},"F2"]
[96397059,"Насос GRUNDFOS","TPE 80-520/2-S-A-F-A-GQQE 3x400 50Hz",{"v":9901,"d":"9,901"},"F2"]
[96110049,"Насос GRUNDFOS","TPE 80-570/2-A-F-A-BAQE 3x400 50Hz",{"v":10921,"d":"10,921"},"F2"]
[96110058,"Насос GRUNDFOS","TPE 80-570/2-A-F-A-GQQE 3x400 50Hz",{"v":10983,"d":"10,983"},"F2"]
[96397060,"Насос GRUNDFOS","TPE 80-570/2-S-A-F-A-BAQE 3x400 50Hz",{"v":11561,"d":"11,561"},"F2"]
[96397062,"Насос GRUNDFOS","TPE 80-570/2-S-A-F-A-GQQE 3x400 50Hz",{"v":11623,"d":"11,623"},"F2"]
[98514412,"Насос GRUNDFOS","TPE 80-60/4-A-F-A-BUBE 1X230 50HZ",{"v":2334,"d":"2,334"},"F2"]
[98514374,"Насос GRUNDFOS","TPE 80-60/4-A-F-A-BUBE 3X400 50HZ",{"v":2653,"d":"2,653"},"F2"]
[98514415,"Насос GRUNDFOS","TPE 80-60/4-A-F-A-RUUE 1X230 50HZ",{"v":2360,"d":"2,360"},"F2"]
[98514376,"Насос GRUNDFOS","TPE 80-60/4-A-F-A-RUUE 3X400 50HZ",{"v":2680,"d":"2,680"},"F2"]
[98512301,"Насос GRUNDFOS","TPE 80-60/4-S-A-F-A-BUBE 1X230 50HZ",{"v":2948,"d":"2,948"},"F2"]
[98512307,"Насос GRUNDFOS","TPE 80-60/4-S-A-F-A-BUBE 3X400 50HZ",{"v":3259,"d":"3,259"},"F2"]
[98512303,"Насос GRUNDFOS","TPE 80-60/4-S-A-F-A-RUUE 1X230 50HZ",{"v":2956,"d":"2,956"},"F2"]
[98512309,"Насос GRUNDFOS","TPE 80-60/4-S-A-F-A-RUUE 3X400 50HZ",{"v":3354,"d":"3,354"},"F2"]
[98514281,"Насос GRUNDFOS","TPE 80-70/4-A-F-A-BAQE 3X400 50HZ",{"v":2962,"d":"2,962"},"F2"]
[98514282,"Насос GRUNDFOS","TPE 80-70/4-A-F-A-GQQE 3X400 50HZ",{"v":3022,"d":"3,022"},"F2"]
[98512446,"Насос GRUNDFOS","TPE 80-70/4-S-A-F-A-BAQE 3X400 50HZ",{"v":3581,"d":"3,581"},"F2"]
[98512448,"Насос GRUNDFOS","TPE 80-70/4-S-A-F-A-GQQE 3X400 50HZ",{"v":3640,"d":"3,640"},"F2"]
[96110168,"Насос GRUNDFOS","TPE 80-90/4-A-F-A-BAQE 3x400 50Hz",{"v":3355,"d":"3,355"},"F2"]
[96110176,"Насос GRUNDFOS","TPE 80-90/4-A-F-A-GQQE 3x400 50Hz",{"v":3414,"d":"3,414"},"F2"]
[96275925,"Насос GRUNDFOS","TPE 80-90/4-S-A-F-A-BAQE 3x400 50Hz",{"v":3956,"d":"3,956"},"F2"]
[96275927,"Насос GRUNDFOS","TPE 80-90/4-S-A-F-A-GQQE 3x400 50Hz",{"v":4015,"d":"4,015"},"F2"]
[96110449,"Насос GRUNDFOS","TPED 100-110/4-A-F-A-BAQE 3x400 50Hz",{"v":9217,"d":"9,217"},"F2"]
[96110459,"Насос GRUNDFOS","TPED 100-110/4-A-F-A-GQQE 3x400 50Hz",{"v":9336,"d":"9,336"},"F2"]
[96276024,"Насос GRUNDFOS","TPED 100-110/4-S-A-F-A-BAQE 3x400 50Hz",{"v":9841,"d":"9,841"},"F2"]
[96276026,"Насос GRUNDFOS","TPED 100-110/4-S-A-F-A-GQQE 3x400 50Hz",{"v":9962,"d":"9,962"},"F2"]
[98112696,"Насос GRUNDFOS","TPED 100-120/2-A-F-A-BUBE 3X400 50HZ",{"v":7522,"d":"7,522"},"F2"]
[98112700,"Насос GRUNDFOS","TPED 100-120/2-A-F-A-RUUE 3X400 50HZ",{"v":7578,"d":"7,578"},"F2"]
[98112692,"Насос GRUNDFOS","TPED 100-120/2-S-A-F-A-BUBE 3X400 50HZ",{"v":8122,"d":"8,122"},"F2"]
[98112694,"Насос GRUNDFOS","TPED 100-120/2-S-A-F-A-RUUE 3X400 50HZ",{"v":8177,"d":"8,177"},"F2"]
[96110450,"Насос GRUNDFOS","TPED 100-130/4-A-F-A-BAQE 3x400 50Hz",{"v":10076,"d":"10,076"},"F2"]
[96110460,"Насос GRUNDFOS","TPED 100-130/4-A-F-A-GQQE 3x400 50Hz",{"v":10267,"d":"10,267"},"F2"]
[96276030,"Насос GRUNDFOS","TPED 100-130/4-S-A-F-A-BAQE 3x400 50Hz",{"v":10697,"d":"10,697"},"F2"]
[96276032,"Насос GRUNDFOS","TPED 100-130/4-S-A-F-A-GQQE 3x400 50Hz",{"v":10888,"d":"10,888"},"F2"]
[96110328,"Насос GRUNDFOS","TPED 100-160/2-A-F-A-BAQE 3x400 50Hz",{"v":7965,"d":"7,965"},"F2"]
[96110335,"Насос GRUNDFOS","TPED 100-160/2-A-F-A-GQQE 3x400 50Hz",{"v":8085,"d":"8,085"},"F2"]
[96275664,"Насос GRUNDFOS","TPED 100-160/2-S-A-F-A-BAQE 3X400 50HZ",{"v":8590,"d":"8,590"},"F2"]
[96275666,"Насос GRUNDFOS","TPED 100-160/2-S-A-F-A-GQQE 3X400 50HZ",{"v":8709,"d":"8,709"},"F2"]
[96110451,"Насос GRUNDFOS","TPED 100-170/4-A-F-A-BAQE 3x400 50Hz",{"v":11077,"d":"11,077"},"F2"]
[96110461,"Насос GRUNDFOS","TPED 100-170/4-A-F-A-GQQE 3x400 50Hz",{"v":11268,"d":"11,268"},"F2"]
[96276036,"Насос GRUNDFOS","TPED 100-170/4-S-A-F-A-BAQE 3x400 50Hz",{"v":11699,"d":"11,699"},"F2"]
[96276038,"Насос GRUNDFOS","TPED 100-170/4-S-A-F-A-GQQE 3x400 50Hz",{"v":11831,"d":"11,831"},"F2"]
[96110329,"Насос GRUNDFOS","TPED 100-200/2-A-F-A-BAQE 3x400 50Hz",{"v":9380,"d":"9,380"},"F2"]
[96110336,"Насос GRUNDFOS","TPED 100-200/2-A-F-A-GQQE 3x400 50Hz",{"v":9499,"d":"9,499"},"F2"]
[96275670,"Насос GRUNDFOS","TPED 100-200/2-S-A-F-A-BAQE 3x400 50Hz",{"v":9998,"d":"9,998"},"F2"]
[96275672,"Насос GRUNDFOS","TPED 100-200/2-S-A-F-A-GQQE 3x400 50Hz",{"v":10117,"d":"10,117"},"F2"]
[96899011,"Насос GRUNDFOS","TPED 100-200/4-A-F-A-BAQE 3x400 50Hz",{"v":12117,"d":"12,117"},"F2"]
[96899012,"Насос GRUNDFOS","TPED 100-200/4-A-F-A-GQQE 3x400 50Hz",{"v":12313,"d":"12,313"},"F2"]
[96945873,"Насос GRUNDFOS","TPED 100-200/4-S-A-F-A-BAQE 3x400 50Hz",{"v":12757,"d":"12,757"},"F2"]
[96945874,"Насос GRUNDFOS","TPED 100-200/4-S-A-F-A-GQQE 3x400 50Hz",{"v":12953,"d":"12,953"},"F2"]
[96110330,"Насос GRUNDFOS","TPED 100-240/2-A-F-A-BAQE 3x400 50Hz",{"v":10262,"d":"10,262"},"F2"]
[96110337,"Насос GRUNDFOS","TPED 100-240/2-A-F-A-GQQE 3x400 50Hz",{"v":10382,"d":"10,382"},"F2"]
[96275676,"Насос GRUNDFOS","TPED 100-240/2-S-A-F-A-BAQE 3x400 50Hz",{"v":10884,"d":"10,884"},"F2"]
[96275678,"Насос GRUNDFOS","TPED 100-240/2-S-A-F-A-GQQE 3x400 50Hz",{"v":11004,"d":"11,004"},"F2"]
[96110331,"Насос GRUNDFOS","TPED 100-250/2-A-F-A-BAQE 3x400 50Hz",{"v":13942,"d":"13,942"},"F2"]
[96110338,"Насос GRUNDFOS","TPED 100-250/2-A-F-A-GQQE 3x400 50Hz",{"v":14065,"d":"14,065"},"F2"]
[96945753,"Насос GRUNDFOS","TPED 100-250/2-S-A-F-A-BAQE 3x400 50Hz",{"v":14582,"d":"14,582"},"F2"]
[96945755,"Насос GRUNDFOS","TPED 100-250/2-S-A-F-A-GQQE 3x400 50Hz",{"v":14705,"d":"14,705"},"F2"]
[96110453,"Насос GRUNDFOS","TPED 100-250/4-A-F-A-BAQE 3x400 50Hz",{"v":14951,"d":"14,951"},"F2"]
[96110463,"Насос GRUNDFOS","TPED 100-250/4-A-F-A-GQQE 3x400 50Hz",{"v":15073,"d":"15,073"},"F2"]
[96945807,"Насос GRUNDFOS","TPED 100-250/4-S-A-F-A-BAQE 3x400 50Hz",{"v":15514,"d":"15,514"},"F2"]
[96945809,"Насос GRUNDFOS","TPED 100-250/4-S-A-F-A-GQQE 3x400 50Hz",{"v":15711,"d":"15,711"},"F2"]
[97932009,"Насос GRUNDFOS","TPED 100-30/4-A-F-A-BUBE 1X230 50HZ",{"v":4806,"d":"4,806"},"F2"]
[97932015,"Насос GRUNDFOS","TPED 100-30/4-A-F-A-BUBE 3X400 50HZ",{"v":5502,"d":"5,502"},"F2"]
[97932011,"Насос GRUNDFOS","TPED 100-30/4-A-F-A-RUUE 1X230 50HZ",{"v":4931,"d":"4,931"},"F2"]
[97932017,"Насос GRUNDFOS","TPED 100-30/4-A-F-A-RUUE 3X400 50HZ",{"v":5555,"d":"5,555"},"F2"]
[98512167,"Насос GRUNDFOS","TPED 100-30/4-S-A-F-A-BUBE 1X230 50HZ",{"v":5402,"d":"5,402"},"F2"]
[98512170,"Насос GRUNDFOS","TPED 100-30/4-S-A-F-A-BUBE 3X400 50HZ",{"v":6108,"d":"6,108"},"F2"]
[98512169,"Насос GRUNDFOS","TPED 100-30/4-S-A-F-A-RUUE 1X230 50HZ",{"v":5454,"d":"5,454"},"F2"]
[98512172,"Насос GRUNDFOS","TPED 100-30/4-S-A-F-A-RUUE 3X400 50HZ",{"v":6160,"d":"6,160"},"F2"]
[96110332,"Насос GRUNDFOS","TPED 100-310/2-A-F-A-BAQE 3x400 50Hz",{"v":16026,"d":"16,026"},"F2"]
[96110339,"Насос GRUNDFOS","TPED 100-310/2-A-F-A-GQQE 3x400 50Hz",{"v":16149,"d":"16,149"},"F2"]
[96945765,"Насос GRUNDFOS","TPED 100-310/2-S-A-F-A-BAQE 3x400 50Hz",{"v":16666,"d":"16,666"},"F2"]
[96945767,"Насос GRUNDFOS","TPED 100-310/2-S-A-F-A-GQQE 3x400 50Hz",{"v":16789,"d":"16,789"},"F2"]
[96110454,"Насос GRUNDFOS","TPED 100-330/4-A-F-A-BAQE 3x400 50Hz",{"v":17172,"d":"17,172"},"F2"]
[96110464,"Насос GRUNDFOS","TPED 100-330/4-A-F-A-GQQE 3x400 50Hz",{"v":17371,"d":"17,371"},"F2"]
[96945814,"Насос GRUNDFOS","TPED 100-330/4-S-A-F-A-BAQE 3x400 50Hz",{"v":17819,"d":"17,819"},"F2"]
[96945816,"Насос GRUNDFOS","TPED 100-330/4-S-A-F-A-GQQE 3x400 50Hz",{"v":18018,"d":"18,018"},"F2"]
[96110333,"Насос GRUNDFOS","TPED 100-360/2-A-F-A-BAQE 3x400 50Hz",{"v":19376,"d":"19,376"},"F2"]
[96110340,"Насос GRUNDFOS","TPED 100-360/2-A-F-A-GQQE 3x400 50Hz",{"v":19499,"d":"19,499"},"F2"]
[96945774,"Насос GRUNDFOS","TPED 100-360/2-S-A-F-A-BAQE 3x400 50Hz",{"v":20016,"d":"20,016"},"F2"]
[96945776,"Насос GRUNDFOS","TPED 100-360/2-S-A-F-A-GQQE 3x400 50Hz",{"v":20139,"d":"20,139"},"F2"]
[96110455,"Насос GRUNDFOS","TPED 100-370/4-A-F-A-BAQE 3x400 50Hz",{"v":19770,"d":"19,770"},"F2"]
[96110465,"Насос GRUNDFOS","TPED 100-370/4-A-F-A-GQQE 3x400 50Hz",{"v":20565,"d":"20,565"},"F2"]
[96945834,"Насос GRUNDFOS","TPED 100-370/4-S-A-F-A-BAQE 3x400 50Hz",{"v":20350,"d":"20,350"},"F2"]
[96945837,"Насос GRUNDFOS","TPED 100-370/4-S-A-F-A-GQQE 3x400 50Hz",{"v":20547,"d":"20,547"},"F2"]
[96110334,"Насос GRUNDFOS","TPED 100-390/2-A-F-A-BAQE 3x400 50Hz",{"v":21964,"d":"21,964"},"F2"]
[96110341,"Насос GRUNDFOS","TPED 100-390/2-A-F-A-GQQE 3x400 50Hz",{"v":22087,"d":"22,087"},"F2"]
[96945786,"Насос GRUNDFOS","TPED 100-390/2-S-A-F-A-BAQE 3x400 50Hz",{"v":22603,"d":"22,603"},"F2"]
[96945788,"Насос GRUNDFOS","TPED 100-390/2-S-A-F-A-GQQE 3x400 50Hz",{"v":22727,"d":"22,727"},"F2"]
[98504691,"Насос GRUNDFOS","TPED 100-60/4-A-F-A-BUBE 3X400 50HZ",{"v":6385,"d":"6,385"},"F2"]
[98504692,"Насос GRUNDFOS","TPED 100-60/4-A-F-A-RUUE 3X400 50HZ",{"v":6439,"d":"6,439"},"F2"]
[98504697,"Насос GRUNDFOS","TPED 100-60/4-S-A-F-A-BUBE 3X400 50HZ",{"v":6969,"d":"6,969"},"F2"]
[98504698,"Насос GRUNDFOS","TPED 100-60/4-S-A-F-A-RUUE 3X400 50HZ",{"v":7022,"d":"7,022"},"F2"]
[96110447,"Насос GRUNDFOS","TPED 100-70/4-A-F-A-BAQE 3x400 50Hz",{"v":7596,"d":"7,596"},"F2"]
[96110457,"Насос GRUNDFOS","TPED 100-70/4-A-F-A-GQQE 3x400 50Hz",{"v":7677,"d":"7,677"},"F2"]
[96276012,"Насос GRUNDFOS","TPED 100-70/4-S-A-F-A-BAQE 3x400 50Hz",{"v":8176,"d":"8,176"},"F2"]
[96276014,"Насос GRUNDFOS","TPED 100-70/4-S-A-F-A-GQQE 3x400 50Hz",{"v":8295,"d":"8,295"},"F2"]
[96110448,"Насос GRUNDFOS","TPED 100-90/4-A-F-A-BAQE 3x400 50Hz",{"v":8445,"d":"8,445"},"F2"]
[96110458,"Насос GRUNDFOS","TPED 100-90/4-A-F-A-GQQE 3x400 50Hz",{"v":8563,"d":"8,563"},"F2"]
[96276018,"Насос GRUNDFOS","TPED 100-90/4-S-A-F-A-BAQE 3x400 50Hz",{"v":9063,"d":"9,063"},"F2"]
[96276020,"Насос GRUNDFOS","TPED 100-90/4-S-A-F-A-GQQE 3x400 50Hz",{"v":9182,"d":"9,182"},"F2"]
[96110566,"Насос GRUNDFOS","TPED 125-110/4-A-F-A-BAQE 3x400 50Hz",{"v":10307,"d":"10,307"},"F2"]
[96110573,"Насос GRUNDFOS","TPED 125-110/4-A-F-A-GQQE 3x400 50Hz",{"v":10498,"d":"10,498"},"F2"]
[96276072,"Насос GRUNDFOS","TPED 125-110/4-S-A-F-A-BAQE 3x400 50Hz",{"v":10928,"d":"10,928"},"F2"]
[96276074,"Насос GRUNDFOS","TPED 125-110/4-S-A-F-A-GQQE 3x400 50Hz",{"v":11119,"d":"11,119"},"F2"]
[96110567,"Насос GRUNDFOS","TPED 125-130/4-A-F-A-BAQE 3x400 50Hz",{"v":11254,"d":"11,254"},"F2"]
[96110574,"Насос GRUNDFOS","TPED 125-130/4-A-F-A-GQQE 3x400 50Hz",{"v":11446,"d":"11,446"},"F2"]
[96276078,"Насос GRUNDFOS","TPED 125-130/4-S-A-F-A-BAQE 3x400 50Hz",{"v":11817,"d":"11,817"},"F2"]
[96276080,"Насос GRUNDFOS","TPED 125-130/4-S-A-F-A-GQQE 3x400 50Hz",{"v":12007,"d":"12,007"},"F2"]
[96899032,"Насос GRUNDFOS","TPED 125-160/4-A-F-A-BAQE 3x400 50Hz",{"v":13638,"d":"13,638"},"F2"]
[96899033,"Насос GRUNDFOS","TPED 125-160/4-A-F-A-GQQE 3x400 50Hz",{"v":13835,"d":"13,835"},"F2"]
[96945848,"Насос GRUNDFOS","TPED 125-160/4-S-A-F-A-BAQE 3x400 50Hz",{"v":14278,"d":"14,278"},"F2"]
[96945881,"Насос GRUNDFOS","TPED 125-160/4-S-A-F-A-GQQE 3x400 50Hz",{"v":14475,"d":"14,475"},"F2"]
[96110569,"Насос GRUNDFOS","TPED 125-210/4-A-F-A-BAQE 3x400 50Hz",{"v":15032,"d":"15,032"},"F2"]
[96110576,"Насос GRUNDFOS","TPED 125-210/4-A-F-A-GQQE 3x400 50Hz",{"v":15223,"d":"15,223"},"F2"]
[96945811,"Насос GRUNDFOS","TPED 125-210/4-S-A-F-A-BAQE 3x400 50Hz",{"v":15651,"d":"15,651"},"F2"]
[96945813,"Насос GRUNDFOS","TPED 125-210/4-S-A-F-A-GQQE 3x400 50Hz",{"v":15841,"d":"15,841"},"F2"]
[96110570,"Насос GRUNDFOS","TPED 125-250/4-A-F-A-BAQE 3x400 50Hz",{"v":17090,"d":"17,090"},"F2"]
[96110577,"Насос GRUNDFOS","TPED 125-250/4-A-F-A-GQQE 3x400 50Hz",{"v":17282,"d":"17,282"},"F2"]
[96945817,"Насос GRUNDFOS","TPED 125-250/4-S-A-F-A-BAQE 3x400 50Hz",{"v":17630,"d":"17,630"},"F2"]
[96945820,"Насос GRUNDFOS","TPED 125-250/4-S-A-F-A-GQQE 3x400 50Hz",{"v":17911,"d":"17,911"},"F2"]
[96110571,"Насос GRUNDFOS","TPED 125-320/4-A-F-A-BAQE 3x400 50Hz",{"v":20135,"d":"20,135"},"F2"]
[96110578,"Насос GRUNDFOS","TPED 125-320/4-A-F-A-GQQE 3x400 50Hz",{"v":20332,"d":"20,332"},"F2"]
[96945838,"Насос GRUNDFOS","TPED 125-320/4-S-A-F-A-BAQE 3x400 50Hz",{"v":20674,"d":"20,674"},"F2"]
[96945840,"Насос GRUNDFOS","TPED 125-320/4-S-A-F-A-GQQE 3x400 50Hz",{"v":20870,"d":"20,870"},"F2"]
[96899050,"Насос GRUNDFOS","TPED 150-130/4-A-F-A-BAQE 3x400 50Hz",{"v":14551,"d":"14,551"},"F2"]
[96899051,"Насос GRUNDFOS","TPED 150-130/4-A-F-A-GQQE 3x400 50Hz",{"v":14748,"d":"14,748"},"F2"]
[96945877,"Насос GRUNDFOS","TPED 150-130/4-S-A-F-A-BAQE 3x400 50Hz",{"v":15115,"d":"15,115"},"F2"]
[96945879,"Насос GRUNDFOS","TPED 150-130/4-S-A-F-A-GQQE 3x400 50Hz",{"v":15311,"d":"15,311"},"F2"]
[96110651,"Насос GRUNDFOS","TPED 150-160/4-A-F-A-BAQE 3x400 50Hz",{"v":16694,"d":"16,694"},"F2"]
[96110656,"Насос GRUNDFOS","TPED 150-160/4-A-F-A-GQQE 3x400 50Hz",{"v":16891,"d":"16,891"},"F2"]
[96946128,"Насос GRUNDFOS","TPED 150-160/4-S-A-F-A-BAQE 3x400 50Hz",{"v":17332,"d":"17,332"},"F2"]
[96946130,"Насос GRUNDFOS","TPED 150-160/4-S-A-F-A-GQQE 3x400 50Hz",{"v":17528,"d":"17,528"},"F2"]
[96110652,"Насос GRUNDFOS","TPED 150-200/4-A-F-A-BAQE 3x400 50Hz",{"v":18831,"d":"18,831"},"F2"]
[96110657,"Насос GRUNDFOS","TPED 150-200/4-A-F-A-GQQE 3x400 50Hz",{"v":19030,"d":"19,030"},"F2"]
[96945821,"Насос GRUNDFOS","TPED 150-200/4-S-A-F-A-BAQE 3x400 50Hz",{"v":19477,"d":"19,477"},"F2"]
[96945833,"Насос GRUNDFOS","TPED 150-200/4-S-A-F-A-GQQE 3x400 50Hz",{"v":19676,"d":"19,676"},"F2"]
[96110653,"Насос GRUNDFOS","TPED 150-220/4-A-F-A-BAQE 3x400 50Hz",{"v":21637,"d":"21,637"},"F2"]
[96110658,"Насос GRUNDFOS","TPED 150-220/4-A-F-A-GQQE 3x400 50Hz",{"v":21839,"d":"21,839"},"F2"]
[96945841,"Насос GRUNDFOS","TPED 150-220/4-S-A-F-A-BAQE 3x400 50Hz",{"v":22292,"d":"22,292"},"F2"]
[96945843,"Насос GRUNDFOS","TPED 150-220/4-S-A-F-A-GQQE 3x400 50Hz",{"v":22494,"d":"22,494"},"F2"]
[97931934,"Насос GRUNDFOS","TPED 32-100/4-A-F-A-BAQE 1X230 50HZ",{"v":3711,"d":"3,711"},"F2"]
[97931935,"Насос GRUNDFOS","TPED 32-100/4-A-F-A-GQQE 1X230 50HZ",{"v":3792,"d":"3,792"},"F2"]
[97931961,"Насос GRUNDFOS","TPED 32-100/4-S-A-F-A-BAQE 1X230 50HZ",{"v":4335,"d":"4,335"},"F2"]
[97931963,"Насос GRUNDFOS","TPED 32-100/4-S-A-F-A-GQQE 1X230 50HZ",{"v":4455,"d":"4,455"},"F2"]
[97931973,"Насос GRUNDFOS","TPED 32-120/2-A-F-A-BUBE 1X230 50HZ",{"v":2834,"d":"2,834"},"F2"]
[97931974,"Насос GRUNDFOS","TPED 32-120/2-A-F-A-RUUE 1X230 50HZ",{"v":2886,"d":"2,886"},"F2"]
[97931997,"Насос GRUNDFOS","TPED 32-120/2-S-A-F-A-BUBE 1X230 50HZ",{"v":3430,"d":"3,430"},"F2"]
[97931999,"Насос GRUNDFOS","TPED 32-120/2-S-A-F-A-RUUE 1X230 50HZ",{"v":3482,"d":"3,482"},"F2"]
[97932021,"Насос GRUNDFOS","TPED 32-120/4-A-F-A-BAQE 1X230 50HZ",{"v":3809,"d":"3,809"},"F2"]
[97932027,"Насос GRUNDFOS","TPED 32-120/4-A-F-A-BAQE 3X400 50HZ",{"v":4448,"d":"4,448"},"F2"]
[97932022,"Насос GRUNDFOS","TPED 32-120/4-A-F-A-GQQE 1X230 50HZ",{"v":3928,"d":"3,928"},"F2"]
[97932029,"Насос GRUNDFOS","TPED 32-120/4-A-F-A-GQQE 3X400 50HZ",{"v":4567,"d":"4,567"},"F2"]
[98512176,"Насос GRUNDFOS","TPED 32-120/4-S-A-F-A-BAQE 1X230 50HZ",{"v":4472,"d":"4,472"},"F2"]
[98512179,"Насос GRUNDFOS","TPED 32-120/4-S-A-F-A-BAQE 3X400 50HZ",{"v":5169,"d":"5,169"},"F2"]
[98512178,"Насос GRUNDFOS","TPED 32-120/4-S-A-F-A-GQQE 1X230 50HZ",{"v":4591,"d":"4,591"},"F2"]
[98512181,"Насос GRUNDFOS","TPED 32-120/4-S-A-F-A-GQQE 3X400 50HZ",{"v":5288,"d":"5,288"},"F2"]
[97931976,"Насос GRUNDFOS","TPED 32-150/2-A-F-A-BUBE 1X230 50HZ",{"v":2834,"d":"2,834"},"F2"]
[97931978,"Насос GRUNDFOS","TPED 32-150/2-A-F-A-RUUE 1X230 50HZ",{"v":2886,"d":"2,886"},"F2"]
[97932000,"Насос GRUNDFOS","TPED 32-150/2-S-A-F-A-BUBE 1X230 50HZ",{"v":3430,"d":"3,430"},"F2"]
[97932002,"Насос GRUNDFOS","TPED 32-150/2-S-A-F-A-RUUE 1X230 50HZ",{"v":3482,"d":"3,482"},"F2"]
[98512201,"Насос GRUNDFOS","TPED 32-180/2-A-F-A-BUBE 1X230 50HZ",{"v":3075,"d":"3,075"},"F2"]
[98512202,"Насос GRUNDFOS","TPED 32-180/2-A-F-A-RUUE 1X230 50HZ",{"v":3127,"d":"3,127"},"F2"]
[98512216,"Насос GRUNDFOS","TPED 32-180/2-S-A-F-A-BUBE 1X230 50HZ",{"v":3671,"d":"3,671"},"F2"]
[98512218,"Насос GRUNDFOS","TPED 32-180/2-S-A-F-A-RUUE 1X230 50HZ",{"v":3723,"d":"3,723"},"F2"]
[98512479,"Насос GRUNDFOS","TPED 32-200/2-A-F-A-BAQE 1X230 50HZ",{"v":3944,"d":"3,944"},"F2"]
[98512485,"Насос GRUNDFOS","TPED 32-200/2-A-F-A-BAQE 3X400 50HZ",{"v":4545,"d":"4,545"},"F2"]
[98512480,"Насос GRUNDFOS","TPED 32-200/2-A-F-A-GQQE 1X230 50HZ",{"v":4024,"d":"4,024"},"F2"]
[98512487,"Насос GRUNDFOS","TPED 32-200/2-A-F-A-GQQE 3X400 50HZ",{"v":4669,"d":"4,669"},"F2"]
[98512539,"Насос GRUNDFOS","TPED 32-200/2-S-A-F-A-BAQE 1X230 50HZ",{"v":4568,"d":"4,568"},"F2"]
[98512542,"Насос GRUNDFOS","TPED 32-200/2-S-A-F-A-BAQE 3X400 50HZ",{"v":5175,"d":"5,175"},"F2"]
[98512541,"Насос GRUNDFOS","TPED 32-200/2-S-A-F-A-GQQE 1X230 50HZ",{"v":4688,"d":"4,688"},"F2"]
[98512544,"Насос GRUNDFOS","TPED 32-200/2-S-A-F-A-GQQE 3X400 50HZ",{"v":5282,"d":"5,282"},"F2"]
[98512343,"Насос GRUNDFOS","TPED 32-230/2-A-F-A-BUBE 1X230 50HZ",{"v":3327,"d":"3,327"},"F2"]
[98512340,"Насос GRUNDFOS","TPED 32-230/2-A-F-A-BUBE 3X400 50HZ",{"v":3947,"d":"3,947"},"F2"]
[98512344,"Насос GRUNDFOS","TPED 32-230/2-A-F-A-RUUE 1X230 50HZ",{"v":3379,"d":"3,379"},"F2"]
[98512342,"Насос GRUNDFOS","TPED 32-230/2-A-F-A-RUUE 3X400 50HZ",{"v":4000,"d":"4,000"},"F2"]
[98512388,"Насос GRUNDFOS","TPED 32-230/2-S-A-F-A-BUBE 1X230 50HZ",{"v":3923,"d":"3,923"},"F2"]
[98512392,"Насос GRUNDFOS","TPED 32-230/2-S-A-F-A-BUBE 3X400 50HZ",{"v":4552,"d":"4,552"},"F2"]
[98512391,"Насос GRUNDFOS","TPED 32-230/2-S-A-F-A-RUUE 1X230 50HZ",{"v":3975,"d":"3,975"},"F2"]
[98512394,"Насос GRUNDFOS","TPED 32-230/2-S-A-F-A-RUUE 3X400 50HZ",{"v":4605,"d":"4,605"},"F2"]
[98112527,"Насос GRUNDFOS","TPED 32-250/2-A-F-A-BAQE 3X400 50HZ",{"v":5521,"d":"5,521"},"F2"]
[98112528,"Насос GRUNDFOS","TPED 32-250/2-A-F-A-GQQE 3X400 50HZ",{"v":5639,"d":"5,639"},"F2"]
[98112531,"Насос GRUNDFOS","TPED 32-250/2-S-A-F-A-BAQE 3X400 50HZ",{"v":6112,"d":"6,112"},"F2"]
[98112533,"Насос GRUNDFOS","TPED 32-250/2-S-A-F-A-GQQE 3X400 50HZ",{"v":6231,"d":"6,231"},"F2"]
[97931826,"Насос GRUNDFOS","TPED 32-30/4-A-F-A-BUBE 1X230 50HZ",{"v":2285,"d":"2,285"},"F2"]
[97931828,"Насос GRUNDFOS","TPED 32-30/4-A-F-A-RUUE 1X230 50HZ",{"v":2338,"d":"2,338"},"F2"]
[97931838,"Насос GRUNDFOS","TPED 32-30/4-S-A-F-A-BUBE 1X230 50HZ",{"v":2890,"d":"2,890"},"F2"]
[97931840,"Насос GRUNDFOS","TPED 32-30/4-S-A-F-A-RUUE 1X230 50HZ",{"v":2942,"d":"2,942"},"F2"]
[98112549,"Насос GRUNDFOS","TPED 32-320/2-A-F-A-BAQE 3X400 50HZ",{"v":6061,"d":"6,061"},"F2"]
[98112550,"Насос GRUNDFOS","TPED 32-320/2-A-F-A-GQQE 3X400 50HZ",{"v":6181,"d":"6,181"},"F2"]
[98112553,"Насос GRUNDFOS","TPED 32-320/2-S-A-F-A-BAQE 3X400 50HZ",{"v":6686,"d":"6,686"},"F2"]
[98112555,"Насос GRUNDFOS","TPED 32-320/2-S-A-F-A-GQQE 3X400 50HZ",{"v":6805,"d":"6,805"},"F2"]
[96096313,"Насос GRUNDFOS","TPED 32-380/2-A-F-A-BAQE 3x400 50Hz",{"v":6727,"d":"6,727"},"F2"]
[96096318,"Насос GRUNDFOS","TPED 32-380/2-A-F-A-GQQE 3x400 50Hz",{"v":6847,"d":"6,847"},"F2"]
[96397108,"Насос GRUNDFOS","TPED 32-380/2-S-A-F-A-BAQE 3x400 50Hz",{"v":7314,"d":"7,314"},"F2"]
[96397110,"Насос GRUNDFOS","TPED 32-380/2-S-A-F-A-GQQE 3x400 50Hz",{"v":7434,"d":"7,434"},"F2"]
[97931862,"Насос GRUNDFOS","TPED 32-40/4-A-F-A-BUBE 1X230 50HZ",{"v":2640,"d":"2,640"},"F2"]
[97931864,"Насос GRUNDFOS","TPED 32-40/4-A-F-A-RUUE 1X230 50HZ",{"v":2692,"d":"2,692"},"F2"]
[97931898,"Насос GRUNDFOS","TPED 32-40/4-S-A-F-A-BUBE 1X230 50HZ",{"v":3237,"d":"3,237"},"F2"]
[97931900,"Насос GRUNDFOS","TPED 32-40/4-S-A-F-A-RUUE 1X230 50HZ",{"v":3288,"d":"3,288"},"F2"]
[96096314,"Насос GRUNDFOS","TPED 32-460/2-A-F-A-BAQE 3x400 50Hz",{"v":7486,"d":"7,486"},"F2"]
[96096319,"Насос GRUNDFOS","TPED 32-460/2-A-F-A-GQQE 3x400 50Hz",{"v":7606,"d":"7,606"},"F2"]
[96397111,"Насос GRUNDFOS","TPED 32-460/2-S-A-F-A-BAQE 3x400 50Hz",{"v":8113,"d":"8,113"},"F2"]
[96397113,"Насос GRUNDFOS","TPED 32-460/2-S-A-F-A-GQQE 3x400 50Hz",{"v":8193,"d":"8,193"},"F2"]
[96096315,"Насос GRUNDFOS","TPED 32-580/2-A-F-A-BAQE 3x400 50Hz",{"v":8722,"d":"8,722"},"F2"]
[96096320,"Насос GRUNDFOS","TPED 32-580/2-A-F-A-GQQE 3x400 50Hz",{"v":8842,"d":"8,842"},"F2"]
[96397114,"Насос GRUNDFOS","TPED 32-580/2-S-A-F-A-BAQE 3x400 50Hz",{"v":9297,"d":"9,297"},"F2"]
[96397116,"Насос GRUNDFOS","TPED 32-580/2-S-A-F-A-GQQE 3x400 50Hz",{"v":9416,"d":"9,416"},"F2"]
[97931916,"Насос GRUNDFOS","TPED 32-60/2-A-F-A-BUBE 1X230 50HZ",{"v":2497,"d":"2,497"},"F2"]
[97931918,"Насос GRUNDFOS","TPED 32-60/2-A-F-A-RUUE 1X230 50HZ",{"v":2549,"d":"2,549"},"F2"]
[97931928,"Насос GRUNDFOS","TPED 32-60/2-S-A-F-A-BUBE 1X230 50HZ",{"v":3093,"d":"3,093"},"F2"]
[97931930,"Насос GRUNDFOS","TPED 32-60/2-S-A-F-A-RUUE 1X230 50HZ",{"v":3145,"d":"3,145"},"F2"]
[97931865,"Насос GRUNDFOS","TPED 32-60/4-A-F-A-BUBE 1X230 50HZ",{"v":2670,"d":"2,670"},"F2"]
[97931867,"Насос GRUNDFOS","TPED 32-60/4-A-F-A-RUUE 1X230 50HZ",{"v":2721,"d":"2,721"},"F2"]
[97931901,"Насос GRUNDFOS","TPED 32-60/4-S-A-F-A-BUBE 1X230 50HZ",{"v":3266,"d":"3,266"},"F2"]
[97931903,"Насос GRUNDFOS","TPED 32-60/4-S-A-F-A-RUUE 1X230 50HZ",{"v":3318,"d":"3,318"},"F2"]
[97931856,"Насос GRUNDFOS","TPED 32-80/4-A-F-A-BAQE 1X230 50HZ",{"v":3599,"d":"3,599"},"F2"]
[97931857,"Насос GRUNDFOS","TPED 32-80/4-A-F-A-GQQE 1X230 50HZ",{"v":3682,"d":"3,682"},"F2"]
[97931904,"Насос GRUNDFOS","TPED 32-80/4-S-A-F-A-BAQE 1X230 50HZ",{"v":4223,"d":"4,223"},"F2"]
[97931906,"Насос GRUNDFOS","TPED 32-80/4-S-A-F-A-GQQE 1X230 50HZ",{"v":4343,"d":"4,343"},"F2"]
[98540521,"Насос GRUNDFOS","TPED 40-100/4-A-F-A-BAQE 1X230 50HZ",{"v":4044,"d":"4,044"},"F2"]
[97932035,"Насос GRUNDFOS","TPED 40-100/4-A-F-A-BAQE 3X400 50HZ",{"v":4688,"d":"4,688"},"F2"]
[97932030,"Насос GRUNDFOS","TPED 40-100/4-A-F-A-GQQE 1X230 50HZ",{"v":4122,"d":"4,122"},"F2"]
[97932037,"Насос GRUNDFOS","TPED 40-100/4-A-F-A-GQQE 3X400 50HZ",{"v":4809,"d":"4,809"},"F2"]
[98512183,"Насос GRUNDFOS","TPED 40-100/4-S-A-F-A-BAQE 1X230 50HZ",{"v":4668,"d":"4,668"},"F2"]
[98512186,"Насос GRUNDFOS","TPED 40-100/4-S-A-F-A-BAQE 3X400 50HZ",{"v":5363,"d":"5,363"},"F2"]
[98512185,"Насос GRUNDFOS","TPED 40-100/4-S-A-F-A-GQQE 1X230 50HZ",{"v":4788,"d":"4,788"},"F2"]
[98512188,"Насос GRUNDFOS","TPED 40-100/4-S-A-F-A-GQQE 3X400 50HZ",{"v":5482,"d":"5,482"},"F2"]
[97931979,"Насос GRUNDFOS","TPED 40-120/2-A-F-A-BUBE 1X230 50HZ",{"v":3021,"d":"3,021"},"F2"]
[97931980,"Насос GRUNDFOS","TPED 40-120/2-A-F-A-RUUE 1X230 50HZ",{"v":3072,"d":"3,072"},"F2"]
[97932003,"Насос GRUNDFOS","TPED 40-120/2-S-A-F-A-BUBE 1X230 50HZ",{"v":3617,"d":"3,617"},"F2"]
[97932005,"Насос GRUNDFOS","TPED 40-120/2-S-A-F-A-RUUE 1X230 50HZ",{"v":3669,"d":"3,669"},"F2"]
[98512222,"Насос GRUNDFOS","TPED 40-130/4-A-F-A-BAQE 1X230 50HZ",{"v":4137,"d":"4,137"},"F2"]
[98512228,"Насос GRUNDFOS","TPED 40-130/4-A-F-A-BAQE 3X400 50HZ",{"v":4719,"d":"4,719"},"F2"]
[98512223,"Насос GRUNDFOS","TPED 40-130/4-A-F-A-GQQE 1X230 50HZ",{"v":4256,"d":"4,256"},"F2"]
[98512230,"Насос GRUNDFOS","TPED 40-130/4-A-F-A-GQQE 3X400 50HZ",{"v":4838,"d":"4,838"},"F2"]
[98512310,"Насос GRUNDFOS","TPED 40-130/4-S-A-F-A-BAQE 1X230 50HZ",{"v":4755,"d":"4,755"},"F2"]
[98512313,"Насос GRUNDFOS","TPED 40-130/4-S-A-F-A-BAQE 3X400 50HZ",{"v":5338,"d":"5,338"},"F2"]
[98512312,"Насос GRUNDFOS","TPED 40-130/4-S-A-F-A-GQQE 1X230 50HZ",{"v":4874,"d":"4,874"},"F2"]
[98512315,"Насос GRUNDFOS","TPED 40-130/4-S-A-F-A-GQQE 3X400 50HZ",{"v":5457,"d":"5,457"},"F2"]
[98512413,"Насос GRUNDFOS","TPED 40-160/4-A-F-A-BAQE 3X400 50HZ",{"v":5670,"d":"5,670"},"F2"]
[98512414,"Насос GRUNDFOS","TPED 40-160/4-A-F-A-GQQE 3X400 50HZ",{"v":5789,"d":"5,789"},"F2"]
[98512449,"Насос GRUNDFOS","TPED 40-160/4-S-A-F-A-BAQE 3X400 50HZ",{"v":6288,"d":"6,288"},"F2"]
[98512451,"Насос GRUNDFOS","TPED 40-160/4-S-A-F-A-GQQE 3X400 50HZ",{"v":6407,"d":"6,407"},"F2"]
[98512349,"Насос GRUNDFOS","TPED 40-190/2-A-F-A-BUBE 1X230 50HZ",{"v":3499,"d":"3,499"},"F2"]
[98512346,"Насос GRUNDFOS","TPED 40-190/2-A-F-A-BUBE 3X400 50HZ",{"v":4122,"d":"4,122"},"F2"]
[98512350,"Насос GRUNDFOS","TPED 40-190/2-A-F-A-RUUE 1X230 50HZ",{"v":3551,"d":"3,551"},"F2"]
[98512348,"Насос GRUNDFOS","TPED 40-190/2-A-F-A-RUUE 3X400 50HZ",{"v":4175,"d":"4,175"},"F2"]
[98512395,"Насос GRUNDFOS","TPED 40-190/2-S-A-F-A-BUBE 1X230 50HZ",{"v":4095,"d":"4,095"},"F2"]
[98512398,"Насос GRUNDFOS","TPED 40-190/2-S-A-F-A-BUBE 3X400 50HZ",{"v":4727,"d":"4,727"},"F2"]
[98512397,"Насос GRUNDFOS","TPED 40-190/2-S-A-F-A-RUUE 1X230 50HZ",{"v":4147,"d":"4,147"},"F2"]
[98512400,"Насос GRUNDFOS","TPED 40-190/2-S-A-F-A-RUUE 3X400 50HZ",{"v":4780,"d":"4,780"},"F2"]
[98512494,"Насос GRUNDFOS","TPED 40-230/2-A-F-A-BUBE 1X230 50HZ",{"v":3601,"d":"3,601"},"F2"]
[98512491,"Насос GRUNDFOS","TPED 40-230/2-A-F-A-BUBE 3X400 50HZ",{"v":4233,"d":"4,233"},"F2"]
[98512495,"Насос GRUNDFOS","TPED 40-230/2-A-F-A-RUUE 1X230 50HZ",{"v":3653,"d":"3,653"},"F2"]
[98512493,"Насос GRUNDFOS","TPED 40-230/2-A-F-A-RUUE 3X400 50HZ",{"v":4287,"d":"4,287"},"F2"]
[98512545,"Насос GRUNDFOS","TPED 40-230/2-S-A-F-A-BUBE 1X230 50HZ",{"v":4197,"d":"4,197"},"F2"]
[98512548,"Насос GRUNDFOS","TPED 40-230/2-S-A-F-A-BUBE 3X400 50HZ",{"v":4829,"d":"4,829"},"F2"]
[98512547,"Насос GRUNDFOS","TPED 40-230/2-S-A-F-A-RUUE 1X230 50HZ",{"v":4249,"d":"4,249"},"F2"]
[98512550,"Насос GRUNDFOS","TPED 40-230/2-S-A-F-A-RUUE 3X400 50HZ",{"v":4883,"d":"4,883"},"F2"]
[98112591,"Насос GRUNDFOS","TPED 40-240/2-A-F-A-BAQE 3X400 50HZ",{"v":6353,"d":"6,353"},"F2"]
[98112592,"Насос GRUNDFOS","TPED 40-240/2-A-F-A-GQQE 3X400 50HZ",{"v":6476,"d":"6,476"},"F2"]
[98112595,"Насос GRUNDFOS","TPED 40-240/2-S-A-F-A-BAQE 3X400 50HZ",{"v":7193,"d":"7,193"},"F2"]
[98112597,"Насос GRUNDFOS","TPED 40-240/2-S-A-F-A-GQQE 3X400 50HZ",{"v":7319,"d":"7,319"},"F2"]
[98512563,"Насос GRUNDFOS","TPED 40-270/2-A-F-A-BUBE 3X400 50HZ",{"v":5273,"d":"5,273"},"F2"]
[98512565,"Насос GRUNDFOS","TPED 40-270/2-A-F-A-RUUE 3X400 50HZ",{"v":5327,"d":"5,327"},"F2"]
[98512586,"Насос GRUNDFOS","TPED 40-270/2-S-A-F-A-BUBE 3X400 50HZ",{"v":5864,"d":"5,864"},"F2"]
[98512588,"Насос GRUNDFOS","TPED 40-270/2-S-A-F-A-RUUE 3X400 50HZ",{"v":5918,"d":"5,918"},"F2"]
[97931829,"Насос GRUNDFOS","TPED 40-30/4-A-F-A-BUBE 1X230 50HZ",{"v":2482,"d":"2,482"},"F2"]
[97931831,"Насос GRUNDFOS","TPED 40-30/4-A-F-A-RUUE 1X230 50HZ",{"v":2534,"d":"2,534"},"F2"]
[97931841,"Насос GRUNDFOS","TPED 40-30/4-S-A-F-A-BUBE 1X230 50HZ",{"v":3087,"d":"3,087"},"F2"]
[97931843,"Насос GRUNDFOS","TPED 40-30/4-S-A-F-A-RUUE 1X230 50HZ",{"v":3139,"d":"3,139"},"F2"]
[96096372,"Насос GRUNDFOS","TPED 40-300/2-A-F-A-BAQE 3x400 50Hz",{"v":6839,"d":"6,839"},"F2"]
[96096377,"Насос GRUNDFOS","TPED 40-300/2-A-F-A-GQQE 3x400 50Hz",{"v":6958,"d":"6,958"},"F2"]
[96275466,"Насос GRUNDFOS","TPED 40-300/2-S-A-F-A-BAQE 3x400 50Hz",{"v":7426,"d":"7,426"},"F2"]
[96275468,"Насос GRUNDFOS","TPED 40-300/2-S-A-F-A-GQQE 3x400 50Hz",{"v":7546,"d":"7,546"},"F2"]
[96096373,"Насос GRUNDFOS","TPED 40-360/2-A-F-A-BAQE 3x400 50Hz",{"v":7907,"d":"7,907"},"F2"]
[96096378,"Насос GRUNDFOS","TPED 40-360/2-A-F-A-GQQE 3x400 50Hz",{"v":8028,"d":"8,028"},"F2"]
[96397117,"Насос GRUNDFOS","TPED 40-360/2-S-A-F-A-BAQE 3x400 50Hz",{"v":8493,"d":"8,493"},"F2"]
[96397119,"Насос GRUNDFOS","TPED 40-360/2-S-A-F-A-GQQE 3x400 50Hz",{"v":8613,"d":"8,613"},"F2"]
[96096374,"Насос GRUNDFOS","TPED 40-470/2-A-F-A-BAQE 3x400 50Hz",{"v":9400,"d":"9,400"},"F2"]
[96096379,"Насос GRUNDFOS","TPED 40-470/2-A-F-A-GQQE 3x400 50Hz",{"v":9519,"d":"9,519"},"F2"]
[96397120,"Насос GRUNDFOS","TPED 40-470/2-S-A-F-A-BAQE 3x400 50Hz",{"v":10018,"d":"10,018"},"F2"]
[96397122,"Насос GRUNDFOS","TPED 40-470/2-S-A-F-A-GQQE 3x400 50Hz",{"v":10137,"d":"10,137"},"F2"]
[96096375,"Насос GRUNDFOS","TPED 40-580/2-A-F-A-BAQE 3x400 50Hz",{"v":10383,"d":"10,383"},"F2"]
[96096380,"Насос GRUNDFOS","TPED 40-580/2-A-F-A-GQQE 3x400 50Hz",{"v":10502,"d":"10,502"},"F2"]
[96397123,"Насос GRUNDFOS","TPED 40-580/2-S-A-F-A-BAQE 3x400 50Hz",{"v":11005,"d":"11,005"},"F2"]
[96397125,"Насос GRUNDFOS","TPED 40-580/2-S-A-F-A-GQQE 3x400 50Hz",{"v":11123,"d":"11,123"},"F2"]
[97931919,"Насос GRUNDFOS","TPED 40-60/2-A-F-A-BUBE 1X230 50HZ",{"v":2643,"d":"2,643"},"F2"]
[97931920,"Насос GRUNDFOS","TPED 40-60/2-A-F-A-RUUE 1X230 50HZ",{"v":2695,"d":"2,695"},"F2"]
[97931931,"Насос GRUNDFOS","TPED 40-60/2-S-A-F-A-BUBE 1X230 50HZ",{"v":3239,"d":"3,239"},"F2"]
[97931933,"Насос GRUNDFOS","TPED 40-60/2-S-A-F-A-RUUE 1X230 50HZ",{"v":3291,"d":"3,291"},"F2"]
[97931868,"Насос GRUNDFOS","TPED 40-90/4-A-F-A-BUBE 1X230 50HZ",{"v":2900,"d":"2,900"},"F2"]
[97931870,"Насос GRUNDFOS","TPED 40-90/4-A-F-A-RUUE 1X230 50HZ",{"v":2951,"d":"2,951"},"F2"]
[97931907,"Насос GRUNDFOS","TPED 40-90/4-S-A-F-A-BUBE 1X230 50HZ",{"v":3496,"d":"3,496"},"F2"]
[97931909,"Насос GRUNDFOS","TPED 40-90/4-S-A-F-A-RUUE 1X230 50HZ",{"v":3548,"d":"3,548"},"F2"]
[98512234,"Насос GRUNDFOS","TPED 50-110/4-A-F-A-BAQE 1X230 50HZ",{"v":4536,"d":"4,536"},"F2"]
[98512240,"Насос GRUNDFOS","TPED 50-110/4-A-F-A-BAQE 3X400 50HZ",{"v":5119,"d":"5,119"},"F2"]
[98512235,"Насос GRUNDFOS","TPED 50-110/4-A-F-A-GQQE 1X230 50HZ",{"v":4655,"d":"4,655"},"F2"]
[98512242,"Насос GRUNDFOS","TPED 50-110/4-A-F-A-GQQE 3X400 50HZ",{"v":5238,"d":"5,238"},"F2"]
[98512316,"Насос GRUNDFOS","TPED 50-110/4-S-A-F-A-BAQE 1X230 50HZ",{"v":5155,"d":"5,155"},"F2"]
[98512319,"Насос GRUNDFOS","TPED 50-110/4-S-A-F-A-BAQE 3X400 50HZ",{"v":5737,"d":"5,737"},"F2"]
[98512318,"Насос GRUNDFOS","TPED 50-110/4-S-A-F-A-GQQE 1X230 50HZ",{"v":5273,"d":"5,273"},"F2"]
[98512321,"Насос GRUNDFOS","TPED 50-110/4-S-A-F-A-GQQE 3X400 50HZ",{"v":5856,"d":"5,856"},"F2"]
[98512355,"Насос GRUNDFOS","TPED 50-120/2-A-F-A-BUBE 1X230 50HZ",{"v":3507,"d":"3,507"},"F2"]
[98512361,"Насос GRUNDFOS","TPED 50-120/2-A-F-A-BUBE 3X400 50HZ",{"v":4185,"d":"4,185"},"F2"]
[98512356,"Насос GRUNDFOS","TPED 50-120/2-A-F-A-RUUE 1X230 50HZ",{"v":3558,"d":"3,558"},"F2"]
[98512363,"Насос GRUNDFOS","TPED 50-120/2-A-F-A-RUUE 3X400 50HZ",{"v":4236,"d":"4,236"},"F2"]
[98512401,"Насос GRUNDFOS","TPED 50-120/2-S-A-F-A-BUBE 1X230 50HZ",{"v":4103,"d":"4,103"},"F2"]
[98512404,"Насос GRUNDFOS","TPED 50-120/2-S-A-F-A-BUBE 3X400 50HZ",{"v":4734,"d":"4,734"},"F2"]
[98512403,"Насос GRUNDFOS","TPED 50-120/2-S-A-F-A-RUUE 1X230 50HZ",{"v":4155,"d":"4,155"},"F2"]
[98512406,"Насос GRUNDFOS","TPED 50-120/2-S-A-F-A-RUUE 3X400 50HZ",{"v":4787,"d":"4,787"},"F2"]
[98512419,"Насос GRUNDFOS","TPED 50-130/4-A-F-A-BAQE 3X400 50HZ",{"v":5731,"d":"5,731"},"F2"]
[98512420,"Насос GRUNDFOS","TPED 50-130/4-A-F-A-GQQE 3X400 50HZ",{"v":5850,"d":"5,850"},"F2"]
[98512452,"Насос GRUNDFOS","TPED 50-130/4-S-A-F-A-BAQE 3X400 50HZ",{"v":6349,"d":"6,349"},"F2"]
[98512454,"Насос GRUNDFOS","TPED 50-130/4-S-A-F-A-GQQE 3X400 50HZ",{"v":6468,"d":"6,468"},"F2"]
[98512497,"Насос GRUNDFOS","TPED 50-160/2-A-F-A-BAQE 1X230 50HZ",{"v":4200,"d":"4,200"},"F2"]
[98512503,"Насос GRUNDFOS","TPED 50-160/2-A-F-A-BAQE 3X400 50HZ",{"v":4709,"d":"4,709"},"F2"]
[98512498,"Насос GRUNDFOS","TPED 50-160/2-A-F-A-GQQE 1X230 50HZ",{"v":4319,"d":"4,319"},"F2"]
[98512505,"Насос GRUNDFOS","TPED 50-160/2-A-F-A-GQQE 3X400 50HZ",{"v":4829,"d":"4,829"},"F2"]
[98512551,"Насос GRUNDFOS","TPED 50-160/2-S-A-F-A-BAQE 1X230 50HZ",{"v":4866,"d":"4,866"},"F2"]
[98512554,"Насос GRUNDFOS","TPED 50-160/2-S-A-F-A-BAQE 3X400 50HZ",{"v":5463,"d":"5,463"},"F2"]
[98512553,"Насос GRUNDFOS","TPED 50-160/2-S-A-F-A-GQQE 1X230 50HZ",{"v":4986,"d":"4,986"},"F2"]
[98512556,"Насос GRUNDFOS","TPED 50-160/2-S-A-F-A-GQQE 3X400 50HZ",{"v":5586,"d":"5,586"},"F2"]
[96096558,"Насос GRUNDFOS","TPED 50-160/4-A-F-A-BAQE 3x400 50Hz",{"v":6395,"d":"6,395"},"F2"]
[96096562,"Насос GRUNDFOS","TPED 50-160/4-A-F-A-GQQE 3x400 50Hz",{"v":6514,"d":"6,514"},"F2"]
[96275820,"Насос GRUNDFOS","TPED 50-160/4-S-A-F-A-BAQE 3x400 50Hz",{"v":7016,"d":"7,016"},"F2"]
[96275822,"Насос GRUNDFOS","TPED 50-160/4-S-A-F-A-GQQE 3x400 50Hz",{"v":7136,"d":"7,136"},"F2"]
[98512358,"Насос GRUNDFOS","TPED 50-180/2-A-F-A-BUBE 1X230 50HZ",{"v":3748,"d":"3,748"},"F2"]
[98512352,"Насос GRUNDFOS","TPED 50-180/2-A-F-A-BUBE 3X400 50HZ",{"v":4375,"d":"4,375"},"F2"]
[98512360,"Насос GRUNDFOS","TPED 50-180/2-A-F-A-RUUE 1X230 50HZ",{"v":3800,"d":"3,800"},"F2"]
[98512354,"Насос GRUNDFOS","TPED 50-180/2-A-F-A-RUUE 3X400 50HZ",{"v":4426,"d":"4,426"},"F2"]
[98512407,"Насос GRUNDFOS","TPED 50-180/2-S-A-F-A-BUBE 1X230 50HZ",{"v":4344,"d":"4,344"},"F2"]
[98512410,"Насос GRUNDFOS","TPED 50-180/2-S-A-F-A-BUBE 3X400 50HZ",{"v":4980,"d":"4,980"},"F2"]
[98512409,"Насос GRUNDFOS","TPED 50-180/2-S-A-F-A-RUUE 1X230 50HZ",{"v":4396,"d":"4,396"},"F2"]
[98512412,"Насос GRUNDFOS","TPED 50-180/2-S-A-F-A-RUUE 3X400 50HZ",{"v":5032,"d":"5,032"},"F2"]
[98112617,"Насос GRUNDFOS","TPED 50-190/2-A-F-A-BAQE 3X400 50HZ",{"v":5887,"d":"5,887"},"F2"]
[98112618,"Насос GRUNDFOS","TPED 50-190/2-A-F-A-GQQE 3X400 50HZ",{"v":6009,"d":"6,009"},"F2"]
[98112621,"Насос GRUNDFOS","TPED 50-190/2-S-A-F-A-BAQE 3X400 50HZ",{"v":6488,"d":"6,488"},"F2"]
[98112623,"Насос GRUNDFOS","TPED 50-190/2-S-A-F-A-GQQE 3X400 50HZ",{"v":6610,"d":"6,610"},"F2"]
[96096559,"Насос GRUNDFOS","TPED 50-190/4-A-F-A-BAQE 3x400 50Hz",{"v":7047,"d":"7,047"},"F2"]
[96096563,"Насос GRUNDFOS","TPED 50-190/4-A-F-A-GQQE 3x400 50Hz",{"v":7166,"d":"7,166"},"F2"]
[96275826,"Насос GRUNDFOS","TPED 50-190/4-S-A-F-A-BAQE 3x400 50Hz",{"v":7630,"d":"7,630"},"F2"]
[96275828,"Насос GRUNDFOS","TPED 50-190/4-S-A-F-A-GQQE 3x400 50Hz",{"v":7749,"d":"7,749"},"F2"]
[96096560,"Насос GRUNDFOS","TPED 50-230/4-A-F-A-BAQE 3x400 50Hz",{"v":7799,"d":"7,799"},"F2"]
[96096564,"Насос GRUNDFOS","TPED 50-230/4-A-F-A-GQQE 3x400 50Hz",{"v":7920,"d":"7,920"},"F2"]
[96275832,"Насос GRUNDFOS","TPED 50-230/4-S-A-F-A-BAQE 3x400 50Hz",{"v":8427,"d":"8,427"},"F2"]
[96275834,"Насос GRUNDFOS","TPED 50-230/4-S-A-F-A-GQQE 3x400 50Hz",{"v":8547,"d":"8,547"},"F2"]
[98112637,"Насос GRUNDFOS","TPED 50-240/2-A-F-A-BAQE 3X400 50HZ",{"v":6395,"d":"6,395"},"F2"]
[98112638,"Насос GRUNDFOS","TPED 50-240/2-A-F-A-GQQE 3X400 50HZ",{"v":6518,"d":"6,518"},"F2"]
[98076624,"Насос GRUNDFOS","TPED 50-240/2-S-A-F-A-BAQE 3X400 50HZ",{"v":7205,"d":"7,205"},"F2"]
[98112642,"Насос GRUNDFOS","TPED 50-240/2-S-A-F-A-GQQE 3X400 50HZ",{"v":7331,"d":"7,331"},"F2"]
[96096475,"Насос GRUNDFOS","TPED 50-290/2-A-F-A-BAQE 3x400 50Hz",{"v":6867,"d":"6,867"},"F2"]
[96096485,"Насос GRUNDFOS","TPED 50-290/2-A-F-A-GQQE 3x400 50Hz",{"v":6986,"d":"6,986"},"F2"]
[96275526,"Насос GRUNDFOS","TPED 50-290/2-S-A-F-A-BAQE 3x400 50Hz",{"v":7454,"d":"7,454"},"F2"]
[96275528,"Насос GRUNDFOS","TPED 50-290/2-S-A-F-A-GQQE 3x400 50Hz",{"v":7574,"d":"7,574"},"F2"]
[97931871,"Насос GRUNDFOS","TPED 50-30/4-A-F-A-BUBE 1X230 50HZ",{"v":2920,"d":"2,920"},"F2"]
[97931873,"Насос GRUNDFOS","TPED 50-30/4-A-F-A-RUUE 1X230 50HZ",{"v":2972,"d":"2,972"},"F2"]
[97931910,"Насос GRUNDFOS","TPED 50-30/4-S-A-F-A-BUBE 1X230 50HZ",{"v":3516,"d":"3,516"},"F2"]
[97931912,"Насос GRUNDFOS","TPED 50-30/4-S-A-F-A-RUUE 1X230 50HZ",{"v":3568,"d":"3,568"},"F2"]
[96096476,"Насос GRUNDFOS","TPED 50-360/2-A-F-A-BAQE 3x400 50Hz",{"v":7992,"d":"7,992"},"F2"]
[96096486,"Насос GRUNDFOS","TPED 50-360/2-A-F-A-GQQE 3x400 50Hz",{"v":8112,"d":"8,112"},"F2"]
[96275532,"Насос GRUNDFOS","TPED 50-360/2-S-A-F-A-BAQE 3x400 50Hz",{"v":8577,"d":"8,577"},"F2"]
[96275534,"Насос GRUNDFOS","TPED 50-360/2-S-A-F-A-GQQE 3x400 50Hz",{"v":8697,"d":"8,697"},"F2"]
[96096477,"Насос GRUNDFOS","TPED 50-430/2-A-F-A-BAQE 3x400 50Hz",{"v":9588,"d":"9,588"},"F2"]
[96096487,"Насос GRUNDFOS","TPED 50-430/2-A-F-A-GQQE 3x400 50Hz",{"v":9707,"d":"9,707"},"F2"]
[96397126,"Насос GRUNDFOS","TPED 50-430/2-S-A-F-A-BAQE 3x400 50Hz",{"v":10206,"d":"10,206"},"F2"]
[96397128,"Насос GRUNDFOS","TPED 50-430/2-S-A-F-A-GQQE 3x400 50Hz",{"v":10325,"d":"10,325"},"F2"]
[96096478,"Насос GRUNDFOS","TPED 50-440/2-A-F-A-BAQE 3x400 50Hz",{"v":10494,"d":"10,494"},"F2"]
[96096488,"Насос GRUNDFOS","TPED 50-440/2-A-F-A-GQQE 3x400 50Hz",{"v":10614,"d":"10,614"},"F2"]
[96397129,"Насос GRUNDFOS","TPED 50-440/2-S-A-F-A-BAQE 3x400 50Hz",{"v":11115,"d":"11,115"},"F2"]
[96397131,"Насос GRUNDFOS","TPED 50-440/2-S-A-F-A-GQQE 3x400 50Hz",{"v":11235,"d":"11,235"},"F2"]
[96096479,"Насос GRUNDFOS","TPED 50-570/2-A-F-A-BAQE 3x400 50Hz",{"v":13035,"d":"13,035"},"F2"]
[96096489,"Насос GRUNDFOS","TPED 50-570/2-A-F-A-GQQE 3x400 50Hz",{"v":13153,"d":"13,153"},"F2"]
[96945756,"Насос GRUNDFOS","TPED 50-570/2-S-A-F-A-BAQE 3x400 50Hz",{"v":13656,"d":"13,656"},"F2"]
[96945758,"Насос GRUNDFOS","TPED 50-570/2-S-A-F-A-GQQE 3x400 50Hz",{"v":13776,"d":"13,776"},"F2"]
[97931982,"Насос GRUNDFOS","TPED 50-60/2-A-F-A-BUBE 1X230 50HZ",{"v":3022,"d":"3,022"},"F2"]
[97931984,"Насос GRUNDFOS","TPED 50-60/2-A-F-A-RUUE 1X230 50HZ",{"v":3073,"d":"3,073"},"F2"]
[97932006,"Насос GRUNDFOS","TPED 50-60/2-S-A-F-A-BUBE 1X230 50HZ",{"v":3618,"d":"3,618"},"F2"]
[97932008,"Насос GRUNDFOS","TPED 50-60/2-S-A-F-A-RUUE 1X230 50HZ",{"v":3670,"d":"3,670"},"F2"]
[97931940,"Насос GRUNDFOS","TPED 50-60/4-A-F-A-BUBE 1X230 50HZ",{"v":3337,"d":"3,337"},"F2"]
[97931941,"Насос GRUNDFOS","TPED 50-60/4-A-F-A-RUUE 1X230 50HZ",{"v":3388,"d":"3,388"},"F2"]
[97931964,"Насос GRUNDFOS","TPED 50-60/4-S-A-F-A-BUBE 1X230 50HZ",{"v":3933,"d":"3,933"},"F2"]
[97931966,"Насос GRUNDFOS","TPED 50-60/4-S-A-F-A-RUUE 1X230 50HZ",{"v":3985,"d":"3,985"},"F2"]
[96096480,"Насос GRUNDFOS","TPED 50-710/2-A-F-A-BAQE 3x400 50Hz",{"v":14630,"d":"14,630"},"F2"]
[96096490,"Насос GRUNDFOS","TPED 50-710/2-A-F-A-GQQE 3x400 50Hz",{"v":14750,"d":"14,750"},"F2"]
[96945768,"Насос GRUNDFOS","TPED 50-710/2-S-A-F-A-BAQE 3x400 50Hz",{"v":15634,"d":"15,634"},"F2"]
[96945770,"Насос GRUNDFOS","TPED 50-710/2-S-A-F-A-GQQE 3x400 50Hz",{"v":15757,"d":"15,757"},"F2"]
[96096481,"Насос GRUNDFOS","TPED 50-830/2-A-F-A-BAQE 3x400 50Hz",{"v":18401,"d":"18,401"},"F2"]
[96096491,"Насос GRUNDFOS","TPED 50-830/2-A-F-A-GQQE 3x400 50Hz",{"v":18524,"d":"18,524"},"F2"]
[96945777,"Насос GRUNDFOS","TPED 50-830/2-S-A-F-A-BAQE 3x400 50Hz",{"v":19041,"d":"19,041"},"F2"]
[96945779,"Насос GRUNDFOS","TPED 50-830/2-S-A-F-A-GQQE 3x400 50Hz",{"v":19164,"d":"19,164"},"F2"]
[97932038,"Насос GRUNDFOS","TPED 50-90/4-A-F-A-BAQE 1X230 50HZ",{"v":4223,"d":"4,223"},"F2"]
[98512119,"Насос GRUNDFOS","TPED 50-90/4-A-F-A-BAQE 3X400 50HZ",{"v":4819,"d":"4,819"},"F2"]
[97932039,"Насос GRUNDFOS","TPED 50-90/4-A-F-A-GQQE 1X230 50HZ",{"v":4299,"d":"4,299"},"F2"]
[98512121,"Насос GRUNDFOS","TPED 50-90/4-A-F-A-GQQE 3X400 50HZ",{"v":4987,"d":"4,987"},"F2"]
[98512189,"Насос GRUNDFOS","TPED 50-90/4-S-A-F-A-BAQE 1X230 50HZ",{"v":4847,"d":"4,847"},"F2"]
[98512192,"Насос GRUNDFOS","TPED 50-90/4-S-A-F-A-BAQE 3X400 50HZ",{"v":5540,"d":"5,540"},"F2"]
[98512191,"Насос GRUNDFOS","TPED 50-90/4-S-A-F-A-GQQE 1X230 50HZ",{"v":4967,"d":"4,967"},"F2"]
[98512194,"Насос GRUNDFOS","TPED 50-90/4-S-A-F-A-GQQE 3X400 50HZ",{"v":5659,"d":"5,659"},"F2"]
[96096482,"Насос GRUNDFOS","TPED 50-900/2-A-F-A-BAQE 3x400 50Hz",{"v":20931,"d":"20,931"},"F2"]
[96096492,"Насос GRUNDFOS","TPED 50-900/2-A-F-A-GQQE 3x400 50Hz",{"v":21054,"d":"21,054"},"F2"]
[96945789,"Насос GRUNDFOS","TPED 50-900/2-S-A-F-A-BAQE 3x400 50Hz",{"v":21570,"d":"21,570"},"F2"]
[96945791,"Насос GRUNDFOS","TPED 50-900/2-S-A-F-A-GQQE 3x400 50Hz",{"v":21694,"d":"21,694"},"F2"]
[98512425,"Насос GRUNDFOS","TPED 65-110/4-A-F-A-BAQE 3X400 50HZ",{"v":5836,"d":"5,836"},"F2"]
[98512426,"Насос GRUNDFOS","TPED 65-110/4-A-F-A-GQQE 3X400 50HZ",{"v":5955,"d":"5,955"},"F2"]
[98512455,"Насос GRUNDFOS","TPED 65-110/4-S-A-F-A-BAQE 3X400 50HZ",{"v":6454,"d":"6,454"},"F2"]
[98512457,"Насос GRUNDFOS","TPED 65-110/4-S-A-F-A-GQQE 3X400 50HZ",{"v":6573,"d":"6,573"},"F2"]
[98512512,"Насос GRUNDFOS","TPED 65-120/2-A-F-A-BUBE 1X230 50HZ",{"v":4038,"d":"4,038"},"F2"]
[98512509,"Насос GRUNDFOS","TPED 65-120/2-A-F-A-BUBE 3X400 50HZ",{"v":4687,"d":"4,687"},"F2"]
[98512513,"Насос GRUNDFOS","TPED 65-120/2-A-F-A-RUUE 1X230 50HZ",{"v":4090,"d":"4,090"},"F2"]
[98512511,"Насос GRUNDFOS","TPED 65-120/2-A-F-A-RUUE 3X400 50HZ",{"v":4740,"d":"4,740"},"F2"]
[98512557,"Насос GRUNDFOS","TPED 65-120/2-S-A-F-A-BUBE 1X230 50HZ",{"v":4634,"d":"4,634"},"F2"]
[98512560,"Насос GRUNDFOS","TPED 65-120/2-S-A-F-A-BUBE 3X400 50HZ",{"v":5282,"d":"5,282"},"F2"]
[98512559,"Насос GRUNDFOS","TPED 65-120/2-S-A-F-A-RUUE 1X230 50HZ",{"v":4686,"d":"4,686"},"F2"]
[98512562,"Насос GRUNDFOS","TPED 65-120/2-S-A-F-A-RUUE 3X400 50HZ",{"v":5335,"d":"5,335"},"F2"]
[96096720,"Насос GRUNDFOS","TPED 65-130/4-A-F-A-BAQE 3x400 50Hz",{"v":6618,"d":"6,618"},"F2"]
[96096725,"Насос GRUNDFOS","TPED 65-130/4-A-F-A-GQQE 3x400 50Hz",{"v":6738,"d":"6,738"},"F2"]
[96275862,"Насос GRUNDFOS","TPED 65-130/4-S-A-F-A-BAQE 3x400 50Hz",{"v":7239,"d":"7,239"},"F2"]
[96275864,"Насос GRUNDFOS","TPED 65-130/4-S-A-F-A-GQQE 3x400 50Hz",{"v":7359,"d":"7,359"},"F2"]
[96096721,"Насос GRUNDFOS","TPED 65-150/4-A-F-A-BAQE 3x400 50Hz",{"v":7389,"d":"7,389"},"F2"]
[96096726,"Насос GRUNDFOS","TPED 65-150/4-A-F-A-GQQE 3x400 50Hz",{"v":7507,"d":"7,507"},"F2"]
[96275868,"Насос GRUNDFOS","TPED 65-150/4-S-A-F-A-BAQE 3x400 50Hz",{"v":8007,"d":"8,007"},"F2"]
[96275870,"Насос GRUNDFOS","TPED 65-150/4-S-A-F-A-GQQE 3x400 50Hz",{"v":8126,"d":"8,126"},"F2"]
[96096722,"Насос GRUNDFOS","TPED 65-170/4-A-F-A-BAQE 3x400 50Hz",{"v":8047,"d":"8,047"},"F2"]
[96096727,"Насос GRUNDFOS","TPED 65-170/4-A-F-A-GQQE 3x400 50Hz",{"v":8168,"d":"8,168"},"F2"]
[96275874,"Насос GRUNDFOS","TPED 65-170/4-S-A-F-A-BAQE 3x400 50Hz",{"v":8675,"d":"8,675"},"F2"]
[96275876,"Насос GRUNDFOS","TPED 65-170/4-S-A-F-A-GQQE 3x400 50Hz",{"v":8753,"d":"8,753"},"F2"]
[98512566,"Насос GRUNDFOS","TPED 65-180/2-A-F-A-BUBE 3X400 50HZ",{"v":5760,"d":"5,760"},"F2"]
[98512568,"Насос GRUNDFOS","TPED 65-180/2-A-F-A-RUUE 3X400 50HZ",{"v":5814,"d":"5,814"},"F2"]
[98512589,"Насос GRUNDFOS","TPED 65-180/2-S-A-F-A-BUBE 3X400 50HZ",{"v":6349,"d":"6,349"},"F2"]
[98512591,"Насос GRUNDFOS","TPED 65-180/2-S-A-F-A-RUUE 3X400 50HZ",{"v":6403,"d":"6,403"},"F2"]
[98112656,"Насос GRUNDFOS","TPED 65-190/2-A-F-A-BAQE 3X400 50HZ",{"v":6469,"d":"6,469"},"F2"]
[98112657,"Насос GRUNDFOS","TPED 65-190/2-A-F-A-GQQE 3X400 50HZ",{"v":6593,"d":"6,593"},"F2"]
[98112660,"Насос GRUNDFOS","TPED 65-190/2-S-A-F-A-BAQE 3X400 50HZ",{"v":7080,"d":"7,080"},"F2"]
[98112662,"Насос GRUNDFOS","TPED 65-190/2-S-A-F-A-GQQE 3X400 50HZ",{"v":7204,"d":"7,204"},"F2"]
[96096636,"Насос GRUNDFOS","TPED 65-230/2-A-F-A-BAQE 3x400 50Hz",{"v":6894,"d":"6,894"},"F2"]
[96096645,"Насос GRUNDFOS","TPED 65-230/2-A-F-A-GQQE 3x400 50Hz",{"v":7014,"d":"7,014"},"F2"]
[96275574,"Насос GRUNDFOS","TPED 65-230/2-S-A-F-A-BAQE 3x400 50Hz",{"v":7481,"d":"7,481"},"F2"]
[96275576,"Насос GRUNDFOS","TPED 65-230/2-S-A-F-A-GQQE 3x400 50Hz",{"v":7601,"d":"7,601"},"F2"]
[96096723,"Насос GRUNDFOS","TPED 65-240/4-A-F-A-BAQE 3x400 50Hz",{"v":8866,"d":"8,866"},"F2"]
[96096728,"Насос GRUNDFOS","TPED 65-240/4-A-F-A-GQQE 3x400 50Hz",{"v":8985,"d":"8,985"},"F2"]
[96275880,"Насос GRUNDFOS","TPED 65-240/4-S-A-F-A-BAQE 3x400 50Hz",{"v":9443,"d":"9,443"},"F2"]
[96275882,"Насос GRUNDFOS","TPED 65-240/4-S-A-F-A-GQQE 3x400 50Hz",{"v":9563,"d":"9,563"},"F2"]
[96096637,"Насос GRUNDFOS","TPED 65-260/2-A-F-A-BAQE 3x400 50Hz",{"v":8008,"d":"8,008"},"F2"]
[96096646,"Насос GRUNDFOS","TPED 65-260/2-A-F-A-GQQE 3x400 50Hz",{"v":8129,"d":"8,129"},"F2"]
[96275580,"Насос GRUNDFOS","TPED 65-260/2-S-A-F-A-BAQE 3x400 50Hz",{"v":8594,"d":"8,594"},"F2"]
[96275582,"Насос GRUNDFOS","TPED 65-260/2-S-A-F-A-GQQE 3x400 50Hz",{"v":8713,"d":"8,713"},"F2"]
[97931874,"Насос GRUNDFOS","TPED 65-30/4-A-F-A-BUBE 1X230 50HZ",{"v":3301,"d":"3,301"},"F2"]
[97931876,"Насос GRUNDFOS","TPED 65-30/4-A-F-A-RUUE 1X230 50HZ",{"v":3353,"d":"3,353"},"F2"]
[97931913,"Насос GRUNDFOS","TPED 65-30/4-S-A-F-A-BUBE 1X230 50HZ",{"v":3898,"d":"3,898"},"F2"]
[97931915,"Насос GRUNDFOS","TPED 65-30/4-S-A-F-A-RUUE 1X230 50HZ",{"v":3949,"d":"3,949"},"F2"]
[96096638,"Насос GRUNDFOS","TPED 65-340/2-A-F-A-BAQE 3x400 50Hz",{"v":9677,"d":"9,677"},"F2"]
[96096647,"Насос GRUNDFOS","TPED 65-340/2-A-F-A-GQQE 3x400 50Hz",{"v":9796,"d":"9,796"},"F2"]
[96275586,"Насос GRUNDFOS","TPED 65-340/2-S-A-F-A-BAQE 3x400 50Hz",{"v":10295,"d":"10,295"},"F2"]
[96275588,"Насос GRUNDFOS","TPED 65-340/2-S-A-F-A-GQQE 3x400 50Hz",{"v":10414,"d":"10,414"},"F2"]
[96096639,"Насос GRUNDFOS","TPED 65-410/2-A-F-A-BAQE 3x400 50Hz",{"v":10606,"d":"10,606"},"F2"]
[96096648,"Насос GRUNDFOS","TPED 65-410/2-A-F-A-GQQE 3x400 50Hz",{"v":10725,"d":"10,725"},"F2"]
[96275592,"Насос GRUNDFOS","TPED 65-410/2-S-A-F-A-BAQE 3x400 50Hz",{"v":11227,"d":"11,227"},"F2"]
[96275594,"Насос GRUNDFOS","TPED 65-410/2-S-A-F-A-GQQE 3x400 50Hz",{"v":11346,"d":"11,346"},"F2"]
[96096640,"Насос GRUNDFOS","TPED 65-460/2-A-F-A-BAQE 3x400 50Hz",{"v":13540,"d":"13,540"},"F2"]
[96096649,"Насос GRUNDFOS","TPED 65-460/2-A-F-A-GQQE 3x400 50Hz",{"v":13664,"d":"13,664"},"F2"]
[96945761,"Насос GRUNDFOS","TPED 65-460/2-S-A-F-A-BAQE 3x400 50Hz",{"v":14180,"d":"14,180"},"F2"]
[96945760,"Насос GRUNDFOS","TPED 65-460/2-S-A-F-A-GQQE 3x400 50Hz",{"v":14304,"d":"14,304"},"F2"]
[96096641,"Насос GRUNDFOS","TPED 65-550/2-A-F-A-BAQE 3x400 50Hz",{"v":15912,"d":"15,912"},"F2"]
[96096650,"Насос GRUNDFOS","TPED 65-550/2-A-F-A-GQQE 3x400 50Hz",{"v":16035,"d":"16,035"},"F2"]
[96945771,"Насос GRUNDFOS","TPED 65-550/2-S-A-F-A-BAQE 3x400 50Hz",{"v":16552,"d":"16,552"},"F2"]
[96945773,"Насос GRUNDFOS","TPED 65-550/2-S-A-F-A-GQQE 3x400 50Hz",{"v":16676,"d":"16,676"},"F2"]
[98512204,"Насос GRUNDFOS","TPED 65-60/2-A-F-A-BUBE 1X230 50HZ",{"v":3434,"d":"3,434"},"F2"]
[98512206,"Насос GRUNDFOS","TPED 65-60/2-A-F-A-RUUE 1X230 50HZ",{"v":3486,"d":"3,486"},"F2"]
[98512219,"Насос GRUNDFOS","TPED 65-60/2-S-A-F-A-BUBE 1X230 50HZ",{"v":4030,"d":"4,030"},"F2"]
[98512221,"Насос GRUNDFOS","TPED 65-60/2-S-A-F-A-RUUE 1X230 50HZ",{"v":4082,"d":"4,082"},"F2"]
[98512122,"Насос GRUNDFOS","TPED 65-60/4-A-F-A-BUBE 1X230 50HZ",{"v":3803,"d":"3,803"},"F2"]
[98512125,"Насос GRUNDFOS","TPED 65-60/4-A-F-A-BUBE 3X400 50HZ",{"v":4484,"d":"4,484"},"F2"]
[98512123,"Насос GRUNDFOS","TPED 65-60/4-A-F-A-RUUE 1X230 50HZ",{"v":3855,"d":"3,855"},"F2"]
[98512127,"Насос GRUNDFOS","TPED 65-60/4-A-F-A-RUUE 3X400 50HZ",{"v":4537,"d":"4,537"},"F2"]
[98512195,"Насос GRUNDFOS","TPED 65-60/4-S-A-F-A-BUBE 1X230 50HZ",{"v":4399,"d":"4,399"},"F2"]
[98512198,"Насос GRUNDFOS","TPED 65-60/4-S-A-F-A-BUBE 3X400 50HZ",{"v":5089,"d":"5,089"},"F2"]
[98512197,"Насос GRUNDFOS","TPED 65-60/4-S-A-F-A-RUUE 1X230 50HZ",{"v":4451,"d":"4,451"},"F2"]
[98512200,"Насос GRUNDFOS","TPED 65-60/4-S-A-F-A-RUUE 3X400 50HZ",{"v":5142,"d":"5,142"},"F2"]
[96096642,"Насос GRUNDFOS","TPED 65-660/2-A-F-A-BAQE 3x400 50Hz",{"v":19031,"d":"19,031"},"F2"]
[96096651,"Насос GRUNDFOS","TPED 65-660/2-A-F-A-GQQE 3x400 50Hz",{"v":19155,"d":"19,155"},"F2"]
[96945780,"Насос GRUNDFOS","TPED 65-660/2-S-A-F-A-BAQE 3x400 50Hz",{"v":19672,"d":"19,672"},"F2"]
[96945782,"Насос GRUNDFOS","TPED 65-660/2-S-A-F-A-GQQE 3x400 50Hz",{"v":19796,"d":"19,796"},"F2"]
[96096643,"Насос GRUNDFOS","TPED 65-720/2-A-F-A-BAQE 3x400 50Hz",{"v":21348,"d":"21,348"},"F2"]
[96096652,"Насос GRUNDFOS","TPED 65-720/2-A-F-A-GQQE 3x400 50Hz",{"v":21471,"d":"21,471"},"F2"]
[96945792,"Насос GRUNDFOS","TPED 65-720/2-S-A-F-A-BAQE 3x400 50Hz",{"v":21988,"d":"21,988"},"F2"]
[96945795,"Насос GRUNDFOS","TPED 65-720/2-S-A-F-A-GQQE 3x400 50Hz",{"v":22112,"d":"22,112"},"F2"]
[98512246,"Насос GRUNDFOS","TPED 65-90/4-A-F-A-BAQE 1X230 50HZ",{"v":4581,"d":"4,581"},"F2"]
[98512262,"Насос GRUNDFOS","TPED 65-90/4-A-F-A-BAQE 3X400 50HZ",{"v":5163,"d":"5,163"},"F2"]
[98512247,"Насос GRUNDFOS","TPED 65-90/4-A-F-A-GQQE 1X230 50HZ",{"v":4699,"d":"4,699"},"F2"]
[98512264,"Насос GRUNDFOS","TPED 65-90/4-A-F-A-GQQE 3X400 50HZ",{"v":5282,"d":"5,282"},"F2"]
[98512322,"Насос GRUNDFOS","TPED 65-90/4-S-A-F-A-BAQE 1X230 50HZ",{"v":5251,"d":"5,251"},"F2"]
[98512325,"Насос GRUNDFOS","TPED 65-90/4-S-A-F-A-BAQE 3X400 50HZ",{"v":5839,"d":"5,839"},"F2"]
[98512324,"Насос GRUNDFOS","TPED 65-90/4-S-A-F-A-GQQE 1X230 50HZ",{"v":5371,"d":"5,371"},"F2"]
[98512327,"Насос GRUNDFOS","TPED 65-90/4-S-A-F-A-GQQE 3X400 50HZ",{"v":5959,"d":"5,959"},"F2"]
[96110225,"Насос GRUNDFOS","TPED 80-110/4-A-F-A-BAQE 3x400 50Hz",{"v":7455,"d":"7,455"},"F2"]
[96110233,"Насос GRUNDFOS","TPED 80-110/4-A-F-A-GQQE 3x400 50Hz",{"v":7574,"d":"7,574"},"F2"]
[96275940,"Насос GRUNDFOS","TPED 80-110/4-S-A-F-A-BAQE 3x400 50Hz",{"v":8073,"d":"8,073"},"F2"]
[96275942,"Насос GRUNDFOS","TPED 80-110/4-S-A-F-A-GQQE 3x400 50Hz",{"v":8192,"d":"8,192"},"F2"]
[98112679,"Насос GRUNDFOS","TPED 80-120/2-A-F-A-BUBE 3X400 50HZ",{"v":6192,"d":"6,192"},"F2"]
[98512573,"Насос GRUNDFOS","TPED 80-120/2-A-F-A-RUUE 3X400 50HZ",{"v":6246,"d":"6,246"},"F2"]
[98512595,"Насос GRUNDFOS","TPED 80-120/2-S-A-F-A-BUBE 3X400 50HZ",{"v":6780,"d":"6,780"},"F2"]
[98512597,"Насос GRUNDFOS","TPED 80-120/2-S-A-F-A-RUUE 3X400 50HZ",{"v":6833,"d":"6,833"},"F2"]
[98112676,"Насос GRUNDFOS","TPED 80-140/2-A-F-A-BAQE 3X400 50HZ",{"v":6587,"d":"6,587"},"F2"]
[98112677,"Насос GRUNDFOS","TPED 80-140/2-A-F-A-GQQE 3X400 50HZ",{"v":6711,"d":"6,711"},"F2"]
[98112680,"Насос GRUNDFOS","TPED 80-140/2-S-A-F-A-BAQE 3X400 50HZ",{"v":7230,"d":"7,230"},"F2"]
[98112682,"Насос GRUNDFOS","TPED 80-140/2-S-A-F-A-GQQE 3X400 50HZ",{"v":7283,"d":"7,283"},"F2"]
[96110226,"Насос GRUNDFOS","TPED 80-150/4-A-F-A-BAQE 3x400 50Hz",{"v":8131,"d":"8,131"},"F2"]
[96110234,"Насос GRUNDFOS","TPED 80-150/4-A-F-A-GQQE 3x400 50Hz",{"v":8252,"d":"8,252"},"F2"]
[96275946,"Насос GRUNDFOS","TPED 80-150/4-S-A-F-A-BAQE 3x400 50Hz",{"v":8715,"d":"8,715"},"F2"]
[96275948,"Насос GRUNDFOS","TPED 80-150/4-S-A-F-A-GQQE 3x400 50Hz",{"v":8835,"d":"8,835"},"F2"]
[96110227,"Насос GRUNDFOS","TPED 80-170/4-A-F-A-BAQE 3x400 50Hz",{"v":9318,"d":"9,318"},"F2"]
[96110235,"Насос GRUNDFOS","TPED 80-170/4-A-F-A-GQQE 3x400 50Hz",{"v":9438,"d":"9,438"},"F2"]
[96275952,"Насос GRUNDFOS","TPED 80-170/4-S-A-F-A-BAQE 3x400 50Hz",{"v":9939,"d":"9,939"},"F2"]
[96275954,"Насос GRUNDFOS","TPED 80-170/4-S-A-F-A-GQQE 3x400 50Hz",{"v":10059,"d":"10,059"},"F2"]
[96110105,"Насос GRUNDFOS","TPED 80-180/2-A-F-A-BAQE 3x400 50Hz",{"v":7083,"d":"7,083"},"F2"]
[96110114,"Насос GRUNDFOS","TPED 80-180/2-A-F-A-GQQE 3x400 50Hz",{"v":7203,"d":"7,203"},"F2"]
[96275616,"Насос GRUNDFOS","TPED 80-180/2-S-A-F-A-BAQE 3x400 50Hz",{"v":7704,"d":"7,704"},"F2"]
[96275618,"Насос GRUNDFOS","TPED 80-180/2-S-A-F-A-GQQE 3x400 50Hz",{"v":7824,"d":"7,824"},"F2"]
[96110106,"Насос GRUNDFOS","TPED 80-210/2-A-F-A-BAQE 3x400 50Hz",{"v":8153,"d":"8,153"},"F2"]
[96110115,"Насос GRUNDFOS","TPED 80-210/2-A-F-A-GQQE 3x400 50Hz",{"v":8273,"d":"8,273"},"F2"]
[96275622,"Насос GRUNDFOS","TPED 80-210/2-S-A-F-A-BAQE 3x400 50Hz",{"v":8777,"d":"8,777"},"F2"]
[96275624,"Насос GRUNDFOS","TPED 80-210/2-S-A-F-A-GQQE 3x400 50Hz",{"v":8897,"d":"8,897"},"F2"]
[96110107,"Насос GRUNDFOS","TPED 80-240/2-A-F-A-BAQE 3x400 50Hz",{"v":9733,"d":"9,733"},"F2"]
[96110116,"Насос GRUNDFOS","TPED 80-240/2-A-F-A-GQQE 3x400 50Hz",{"v":9851,"d":"9,851"},"F2"]
[96275628,"Насос GRUNDFOS","TPED 80-240/2-S-A-F-A-BAQE 3x400 50Hz",{"v":10351,"d":"10,351"},"F2"]
[96275630,"Насос GRUNDFOS","TPED 80-240/2-S-A-F-A-GQQE 3x400 50Hz",{"v":10470,"d":"10,470"},"F2"]
[96110228,"Насос GRUNDFOS","TPED 80-240/4-A-F-A-BAQE 3x400 50Hz",{"v":10522,"d":"10,522"},"F2"]
[96110236,"Насос GRUNDFOS","TPED 80-240/4-A-F-A-GQQE 3x400 50Hz",{"v":10714,"d":"10,714"},"F2"]
[96275958,"Насос GRUNDFOS","TPED 80-240/4-S-A-F-A-BAQE 3x400 50Hz",{"v":11144,"d":"11,144"},"F2"]
[96275960,"Насос GRUNDFOS","TPED 80-240/4-S-A-F-A-GQQE 3x400 50Hz",{"v":11335,"d":"11,335"},"F2"]
[96110108,"Насос GRUNDFOS","TPED 80-250/2-A-F-A-BAQE 3x400 50Hz",{"v":10717,"d":"10,717"},"F2"]
[96110117,"Насос GRUNDFOS","TPED 80-250/2-A-F-A-GQQE 3x400 50Hz",{"v":10837,"d":"10,837"},"F2"]
[96275634,"Насос GRUNDFOS","TPED 80-250/2-S-A-F-A-BAQE 3x400 50Hz",{"v":11338,"d":"11,338"},"F2"]
[96275636,"Насос GRUNDFOS","TPED 80-250/2-S-A-F-A-GQQE 3x400 50Hz",{"v":11458,"d":"11,458"},"F2"]
[96898993,"Насос GRUNDFOS","TPED 80-270/4-A-F-A-BAQE 3x400 50Hz",{"v":11361,"d":"11,361"},"F2"]
[96898994,"Насос GRUNDFOS","TPED 80-270/4-A-F-A-GQQE 3x400 50Hz",{"v":11559,"d":"11,559"},"F2"]
[96945880,"Насос GRUNDFOS","TPED 80-270/4-S-A-F-A-BAQE 3x400 50Hz",{"v":11945,"d":"11,945"},"F2"]
[96945844,"Насос GRUNDFOS","TPED 80-270/4-S-A-F-A-GQQE 3x400 50Hz",{"v":12142,"d":"12,142"},"F2"]
[97931943,"Насос GRUNDFOS","TPED 80-30/4-A-F-A-BUBE 1X230 50HZ",{"v":4020,"d":"4,020"},"F2"]
[97931945,"Насос GRUNDFOS","TPED 80-30/4-A-F-A-RUUE 1X230 50HZ",{"v":4072,"d":"4,072"},"F2"]
[97931970,"Насос GRUNDFOS","TPED 80-30/4-S-A-F-A-BUBE 1X230 50HZ",{"v":4616,"d":"4,616"},"F2"]
[97931972,"Насос GRUNDFOS","TPED 80-30/4-S-A-F-A-RUUE 1X230 50HZ",{"v":4668,"d":"4,668"},"F2"]
[96110109,"Насос GRUNDFOS","TPED 80-330/2-A-F-A-BAQE 3x400 50Hz",{"v":13712,"d":"13,712"},"F2"]
[96110118,"Насос GRUNDFOS","TPED 80-330/2-A-F-A-GQQE 3x400 50Hz",{"v":13836,"d":"13,836"},"F2"]
[96945749,"Насос GRUNDFOS","TPED 80-330/2-S-A-F-A-BAQE 3x400 50Hz",{"v":14352,"d":"14,352"},"F2"]
[96945752,"Насос GRUNDFOS","TPED 80-330/2-S-A-F-A-GQQE 3x400 50Hz",{"v":14476,"d":"14,476"},"F2"]
[96110230,"Насос GRUNDFOS","TPED 80-340/4-A-F-A-BAQE 3x400 50Hz",{"v":14027,"d":"14,027"},"F2"]
[96110238,"Насос GRUNDFOS","TPED 80-340/4-A-F-A-GQQE 3x400 50Hz",{"v":14223,"d":"14,223"},"F2"]
[96945799,"Насос GRUNDFOS","TPED 80-340/4-S-A-F-A-BAQE 3x400 50Hz",{"v":14666,"d":"14,666"},"F2"]
[96945806,"Насос GRUNDFOS","TPED 80-340/4-S-A-F-A-GQQE 3x400 50Hz",{"v":14864,"d":"14,864"},"F2"]
[96110110,"Насос GRUNDFOS","TPED 80-400/2-A-F-A-BAQE 3x400 50Hz",{"v":14976,"d":"14,976"},"F2"]
[96110119,"Насос GRUNDFOS","TPED 80-400/2-A-F-A-GQQE 3x400 50Hz",{"v":15100,"d":"15,100"},"F2"]
[96945762,"Насос GRUNDFOS","TPED 80-400/2-S-A-F-A-BAQE 3x400 50Hz",{"v":15542,"d":"15,542"},"F2"]
[96945764,"Насос GRUNDFOS","TPED 80-400/2-S-A-F-A-GQQE 3x400 50Hz",{"v":15665,"d":"15,665"},"F2"]
[96110111,"Насос GRUNDFOS","TPED 80-520/2-A-F-A-BAQE 3x400 50Hz",{"v":18308,"d":"18,308"},"F2"]
[96110120,"Насос GRUNDFOS","TPED 80-520/2-A-F-A-GQQE 3x400 50Hz",{"v":18432,"d":"18,432"},"F2"]
[96945783,"Насос GRUNDFOS","TPED 80-520/2-S-A-F-A-BAQE 3x400 50Hz",{"v":18949,"d":"18,949"},"F2"]
[96945785,"Насос GRUNDFOS","TPED 80-520/2-S-A-F-A-GQQE 3x400 50Hz",{"v":19071,"d":"19,071"},"F2"]
[96110112,"Насос GRUNDFOS","TPED 80-570/2-A-F-A-BAQE 3x400 50Hz",{"v":21734,"d":"21,734"},"F2"]
[96110121,"Насос GRUNDFOS","TPED 80-570/2-A-F-A-GQQE 3x400 50Hz",{"v":21858,"d":"21,858"},"F2"]
[96945796,"Насос GRUNDFOS","TPED 80-570/2-S-A-F-A-BAQE 3x400 50Hz",{"v":22374,"d":"22,374"},"F2"]
[96945798,"Насос GRUNDFOS","TPED 80-570/2-S-A-F-A-GQQE 3x400 50Hz",{"v":22497,"d":"22,497"},"F2"]
[98512277,"Насос GRUNDFOS","TPED 80-60/4-A-F-A-BUBE 1X230 50HZ",{"v":4516,"d":"4,516"},"F2"]
[98512268,"Насос GRUNDFOS","TPED 80-60/4-A-F-A-BUBE 3X400 50HZ",{"v":5153,"d":"5,153"},"F2"]
[98512278,"Насос GRUNDFOS","TPED 80-60/4-A-F-A-RUUE 1X230 50HZ",{"v":4568,"d":"4,568"},"F2"]
[98512270,"Насос GRUNDFOS","TPED 80-60/4-A-F-A-RUUE 3X400 50HZ",{"v":5206,"d":"5,206"},"F2"]
[98512331,"Насос GRUNDFOS","TPED 80-60/4-S-A-F-A-BUBE 1X230 50HZ",{"v":5112,"d":"5,112"},"F2"]
[98512337,"Насос GRUNDFOS","TPED 80-60/4-S-A-F-A-BUBE 3X400 50HZ",{"v":5758,"d":"5,758"},"F2"]
[98512333,"Насос GRUNDFOS","TPED 80-60/4-S-A-F-A-RUUE 1X230 50HZ",{"v":5164,"d":"5,164"},"F2"]
[98512339,"Насос GRUNDFOS","TPED 80-60/4-S-A-F-A-RUUE 3X400 50HZ",{"v":5811,"d":"5,811"},"F2"]
[98512431,"Насос GRUNDFOS","TPED 80-70/4-A-F-A-BAQE 3X400 50HZ",{"v":5892,"d":"5,892"},"F2"]
[98512432,"Насос GRUNDFOS","TPED 80-70/4-A-F-A-GQQE 3X400 50HZ",{"v":6010,"d":"6,010"},"F2"]
[98512458,"Насос GRUNDFOS","TPED 80-70/4-S-A-F-A-BAQE 3X400 50HZ",{"v":6510,"d":"6,510"},"F2"]
[98512460,"Насос GRUNDFOS","TPED 80-70/4-S-A-F-A-GQQE 3X400 50HZ",{"v":6629,"d":"6,629"},"F2"]
[96110224,"Насос GRUNDFOS","TPED 80-90/4-A-F-A-BAQE 3x400 50Hz",{"v":6673,"d":"6,673"},"F2"]
[96110232,"Насос GRUNDFOS","TPED 80-90/4-A-F-A-GQQE 3x400 50Hz",{"v":6793,"d":"6,793"},"F2"]
[96275928,"Насос GRUNDFOS","TPED 80-90/4-S-A-F-A-BAQE 3x400 50Hz",{"v":7295,"d":"7,295"},"F2"]
[96275930,"Насос GRUNDFOS","TPED 80-90/4-S-A-F-A-GQQE 3x400 50Hz",{"v":7415,"d":"7,415"},"F2"]
[95720337,"Тройник для присоединения второго внешнего дозировочного насоса GRUNDFOS","T-piece PVC/V-G5/8-G5/8-G5/8-PTFE9/12",218,"ZM1"]
[96789480,"Кольцевое основание с коленом 90°, штуцером для шланга GRUNDFOS","Transportable stand kit DN200/200",{"v":2306,"d":"2,306"},"Z"]
[97726942,"Дополнительная гибкая соединительная муфта GRUNDFOS","Tube connection seal D110/117 cpl.",28,"Z"]
[98079669,"Дополнительная гибкая соединительная муфта GRUNDFOS","Tube connection seal D50 cpl.",30,"Z"]
[96115294,"Стойка для подвесного монтажа GRUNDFOS","Tube for top mounting  2\"; AISI 316",492,"Z"]
["1A108403","Муфта для шланга GRUNDFOS","Tulle schlauch VPE schaul. kompl",100,"Z"]
[96406993,"Электронно-механический таймер с недельным диском для настенного монтажа GRUNDFOS","Ugeur, MaxiRex CW Analog Ugeur",49,"Z"]
[96693767,"Ультразвуковой датчик уровня GRUNDFOS","Ultrasonic transmitter for level",{"v":1005,"d":"1,005"},"Z"]
[96011016,"Насос GRUNDFOS","UNILIFT AP12.40.04.1 1x230V 10m, Sch",547,"D1"]
[96011024,"Насос GRUNDFOS","UNILIFT AP12.40.04.3 3x400V 10m,",528,"D1"]
[96011018,"Насос GRUNDFOS","UNILIFT AP12.40.04.A1 1x230V 10m, Sch",593,"D1"]
[96023871,"Насос GRUNDFOS","UNILIFT AP12.40.04.A3 3x400V 10m,CEE",700,"D1"]
[96001720,"Насос GRUNDFOS","UNILIFT AP12.40.06.1 1x230V 10m, Sch",570,"D1"]
[96001652,"Насос GRUNDFOS","UNILIFT AP12.40.06.3 3x400V 10m,",551,"D1"]
[96010979,"Насос GRUNDFOS","UNILIFT AP12.40.06.A1 1x230V 10m, Sch",629,"D1"]
[96023872,"Насос GRUNDFOS","UNILIFT AP12.40.06.A3 3x400V 10m,CEE",738,"D1"]
[96001869,"Насос GRUNDFOS","UNILIFT AP12.40.08.1 1x230V 10m, Sch",636,"D1"]
[96001791,"Насос GRUNDFOS","UNILIFT AP12.40.08.3 3x400V 10m,",615,"D1"]
[96010980,"Насос GRUNDFOS","UNILIFT AP12.40.08.A1 1x230V 10m, Sch",697,"D1"]
[96023873,"Насос GRUNDFOS","UNILIFT AP12.40.08.A3 3x400V 10m,CEE",776,"D1"]
[96001958,"Насос GRUNDFOS","UNILIFT AP12.50.11.1 1x230V 10m, Sch",900,"D1"]
[96001975,"Насос GRUNDFOS","UNILIFT AP12.50.11.3 3x400V 10m,",867,"D1"]
[96010981,"Насос GRUNDFOS","UNILIFT AP12.50.11.A1 1x230V 10m, Sch",969,"D1"]
[96023874,"Насос GRUNDFOS","UNILIFT AP12.50.11.A3 3x400V 10m,CEE",{"v":1037,"d":"1,037"},"D1"]
[96001796,"Насос GRUNDFOS","UNILIFT AP35.40.06.1V",632,"D1"]
[96000169,"Насос GRUNDFOS","UNILIFT AP35.40.06.3V 3x400V 10m,",612,"D1"]
[96010982,"Насос GRUNDFOS","UNILIFT AP35.40.06.A1V 10m  1x230V Sch",703,"D1"]
[96023875,"Насос GRUNDFOS","UNILIFT AP35.40.06.A3V 3x400V 10m,CEE",776,"D1"]
[96001672,"Насос GRUNDFOS","UNILIFT AP35.40.08.1V",693,"D1"]
[96001718,"Насос GRUNDFOS","UNILIFT AP35.40.08.3V 3x400V 10m,",668,"D1"]
[96010983,"Насос GRUNDFOS","UNILIFT AP35.40.08.A1V 1x230V 10m Schuko",745,"D1"]
[96023876,"Насос GRUNDFOS","UNILIFT AP35.40.08.A3V",838,"D1"]
[96004563,"Насос GRUNDFOS","UNILIFT AP35B.50.06.1V 1x230V 10m Sch",419,"D1"]
[96468190,"Насос GRUNDFOS","UNILIFT AP35B.50.06.3V 3x400V 10m NoPlug",469,"D1"]
[96468356,"Насос GRUNDFOS","UNILIFT AP35B.50.06.A1V 1x230V 10m Sch",492,"D1"]
[96004575,"Насос GRUNDFOS","UNILIFT AP35B.50.08.1V 1x230V 10m Sch",507,"D1"]
[96468193,"Насос GRUNDFOS","UNILIFT AP35B.50.08.3V 3x400V 10m NoPlug",557,"D1"]
[96468355,"Насос GRUNDFOS","UNILIFT AP35B.50.08.A1V 1x230V 10m Sch",579,"D1"]
[96010595,"Насос GRUNDFOS","UNILIFT AP50.50.08.1V",909,"D1"]
[96010563,"Насос GRUNDFOS","UNILIFT AP50.50.08.3V",879,"D1"]
[96010984,"Насос GRUNDFOS","UNILIFT AP50.50.08.A1V",990,"D1"]
[96023877,"Насос GRUNDFOS","UNILIFT AP50.50.08.A3V",{"v":1060,"d":"1,060"},"D1"]
[96010577,"Насос GRUNDFOS","UNILIFT AP50.50.11.1V",{"v":1374,"d":"1,374"},"D1"]
[96010562,"Насос GRUNDFOS","UNILIFT AP50.50.11.3V",{"v":1331,"d":"1,331"},"D1"]
[96010985,"Насос GRUNDFOS","UNILIFT AP50.50.11.A1V 1x230V 10m Schuko",{"v":1454,"d":"1,454"},"D1"]
[96023878,"Насос GRUNDFOS","UNILIFT AP50.50.11.A3V",{"v":1512,"d":"1,512"},"D1"]
[96004587,"Насос GRUNDFOS","UNILIFT AP50B.50.08.1V 1x230V 10m Sch",667,"D1"]
[96468194,"Насос GRUNDFOS","UNILIFT AP50B.50.08.3V 3x400V 10m",667,"D1"]
[96468354,"Насос GRUNDFOS","UNILIFT AP50B.50.08.A1V 1x230V 10m Sch",748,"D1"]
[96004599,"Насос GRUNDFOS","UNILIFT AP50B.50.11.1V 1x230V 10m Sch",824,"D1"]
[96468195,"Насос GRUNDFOS","UNILIFT AP50B.50.11.3V 3x400V 10m",787,"D1"]
[96468352,"Насос GRUNDFOS","UNILIFT AP50B.50.11.A1V 1x230V 10m Sch",908,"D1"]
[96468196,"Насос GRUNDFOS","UNILIFT AP50B.50.15.3V 3x400V 10m",921,"D1"]
[96280965,"Насос GRUNDFOS","Unilift CC5 - M1",186,"D1"]
[96280966,"Насос GRUNDFOS","Unilift CC5-A1 1x220-240V 10m, Schuko",198,"D1"]
[96280968,"Насос GRUNDFOS","Unilift CC7 - A1 1x220-240V 10m, Schuko",230,"D1"]
[96280967,"Насос GRUNDFOS","Unilift CC7 - M1",220,"D1"]
[96280970,"Насос GRUNDFOS","Unilift CC9 - A1 1x220-240V 10m, Schuko",298,"D1"]
[96280969,"Насос GRUNDFOS","Unilift CC9 - M1 1x230V 50Hz",281,"D1"]
["011H1800","Насос GRUNDFOS","UNILIFT KP150-A-1 1x220-230V 50Hz Sch10m",301,"D1"]
["011H1900","Насос GRUNDFOS","UNILIFT KP150-AV-1 1x220-230V50Hz Sch10m",317,"D1"]
["011H1300","Насос GRUNDFOS","UNILIFT KP150-M-1 1x220-230V 50Hz Sch10m",284,"D1"]
["012H1800","Насос GRUNDFOS","UNILIFT KP250-A-1 1x220-230V50Hz Sch 10m",351,"D1"]
["012H1900","Насос GRUNDFOS","UNILIFT KP250-AV-1 1x220-230V50Hz Sch10m",369,"D1"]
["012H1300","Насос GRUNDFOS","UNILIFT KP250-M-1 1x220-230V 50Hz Sch10m",335,"D1"]
["013N1800","Насос GRUNDFOS","UNILIFT KP350-A-1 1x220-240V50Hz Sch 10m",453,"D1"]
["013N1900","Насос GRUNDFOS","UNILIFT KP350-AV-1 1x220-240V50Hz Sch10m",520,"D1"]
["013N1300","Насос GRUNDFOS","UNILIFT KP350-M-1 1x220-240V50Hz Sch 10m",424,"D1"]
[525154,"Резьбовое трубное соединение GRUNDFOS","Union set cast iron 1\"",12,"Z"]
[525156,"Резьбовое трубное соединение GRUNDFOS","Union set cast iron 3/4\"",8,"Z"]
[525191,"Резьбовое трубное соединение GRUNDFOS","Union set cast iron 3/4\"",22,"Z"]
[525155,"Резьбовое трубное соединение GRUNDFOS","Union set cast iron spec.5/4\"",9,"Z"]
[525197,"Резьбовое трубное соединение GRUNDFOS","Union set metal 1\"",40,"Z"]
[525197,"Резьбовое трубное соединение GRUNDFOS","Union set metal 1\"",40,"Z"]
[525192,"Резьбовое трубное соединение GRUNDFOS","Union set metal 1\"",30,"Z"]
[525192,"Резьбовое трубное соединение GRUNDFOS","Union set metal 1\"",30,"Z"]
[525157,"Трубное соединение для пайки (комплект) GRUNDFOS","Union set metal 15MM",21,"Z"]
[525158,"Трубное соединение для пайки (комплект) GRUNDFOS","Union set metal 18MM",21,"Z"]
[525193,"Трубное соединение для пайки (комплект) GRUNDFOS","Union set metal 18mm",24,"Z"]
[525194,"Трубное соединение для пайки (комплект) GRUNDFOS","Union set metal 22mm",24,"Z"]
[525159,"Трубное соединение для пайки (комплект) GRUNDFOS","Union set metal 22MM",25,"Z"]
[525195,"Трубное соединение для пайки (комплект) GRUNDFOS","Union set metal 28mm",24,"Z"]
[525190,"Трубное соединение для пайки (комплект) GRUNDFOS","Union set metal 28mm",25,"Z"]
[505539,"Шаровой вентиль с накидной гайкой (комплект) GRUNDFOS","UNION VALVE SET 2\"-1 1/4\"",67,"Z"]
[519801,"Шаровой вентиль с накидной гайкой (комплект) GRUNDFOS","UNION VALVE SET 3/4\"-22",41,"Z"]
[519802,"Шаровой вентиль с накидной гайкой (комплект) GRUNDFOS","Union valve set 3/4-5/4\"",37,"Z"]
[519806,"Шаровой вентиль с накидной гайкой (комплект) GRUNDFOS","Union valve set G11/2\" x RP1\"",34,"Z"]
[519807,"Шаровой вентиль с накидной гайкой (комплект) GRUNDFOS","UNION VALVE SET G11/2\" x RP11/4\"",37,"Z"]
[519805,"Шаровой вентиль с накидной гайкой (комплект) GRUNDFOS","Union valve set G11/2\"xRP3/4\"",34,"Z"]
[96433907,"Резьбовое трубное соединение для пайки GRUNDFOS","Unions set B ext. R1/2\" int. D15",13,"Z"]
[96433909,"Резьбовое трубное соединение GRUNDFOS","Unions set ext. R1/2\" ext. R3/4\"",13,"Z"]
[505535,"Резьбовое трубное соединение GRUNDFOS","UNIONSET, BRASS 1 1/4\"",58,"Z"]
[505534,"Резьбовое трубное соединение GRUNDFOS","UNIONSET, CAST IRON 1\"",14,"Z"]
[96433883,"Насос GRUNDFOS","UP15-14B 80 1x230V 50Hz",144,"A3"]
[97916771,"Насос GRUNDFOS","UP15-14B PM",153,"A3"]
[97916757,"Насос GRUNDFOS","UP15-14BA PM",257,"A3"]
[96433885,"Насос GRUNDFOS","UP15-14BT 80 1x230V 50Hz",195,"A3"]
[96433884,"Насос GRUNDFOS","UP15-14BU 80 1x230V 50Hz",195,"A3"]
[96433886,"Насос GRUNDFOS","UP15-14BUT 80 1x230V 50Hz",245,"A3"]
[59640506,"Насос GRUNDFOS","UP20-07 N 150 1x230V 50Hz 9H",208,"A3"]
[96433887,"Насос GRUNDFOS","UP20-14BX 110 1x230V 50Hz",178,"A3"]
[97916772,"Насос GRUNDFOS","UP20-14BX PM",184,"A3"]
[97916749,"Насос GRUNDFOS","UP20-14BXA PM",291,"A3"]
[96433889,"Насос GRUNDFOS","UP20-14BXT 110 1x230V 50Hz",229,"A3"]
[96433888,"Насос GRUNDFOS","UP20-14BXU 110 1x230V 50Hz",229,"A3"]
[96433890,"Насос GRUNDFOS","UP20-14BXUT 110 1x230V 50Hz",279,"A3"]
[59641500,"Насос GRUNDFOS","UP20-15 N 150 1x230V 50Hz 9H",236,"A3"]
[59641800,"Насос GRUNDFOS","UP20-15 N 150 3x400V 50Hz 9H",341,"A3"]
[59643500,"Насос GRUNDFOS","UP20-30 N 150 1x230V 50Hz 9H",297,"A3"]
[59643800,"Насос GRUNDFOS","UP20-30 N 150 3x400V 50Hz 9H",341,"A3"]
[59643501,"Насос GRUNDFOS","UP20-30 NK150 1x230V 50Hz 9H",313,"A3"]
[95906472,"Насос GRUNDFOS","UP20-45 N 150 1x230V 50Hz 9H",353,"A3"]
[59539512,"Насос GRUNDFOS","UPA15-90 160 1x230V 50Hz 12H RU",129,"A1"]
[96621403,"Насос GRUNDFOS","UPA15-90N 160 1x230V 50Hz 12H",263,"A1"]
[96402527,"Насос GRUNDFOS","UPS100-30 B 3x400-415V 50Hz PN10",{"v":3248,"d":"3,248"},"E1"]
[96402508,"Насос GRUNDFOS","UPS100-30 F 3x400-415V 50Hz PN10",{"v":1641,"d":"1,641"},"E1"]
[96402503,"Насос GRUNDFOS","UPS100-30 F 3x400-415V 50Hz PN6",{"v":1606,"d":"1,606"},"E1"]
[96404933,"Насос GRUNDFOS","UPS100-30 FB 3x400-415V 50Hz PN6",{"v":3212,"d":"3,212"},"E1"]
[96281371,"Насос GRUNDFOS","UPS20-40 130 1x230V 50Hz 9H",161,"A1"]
[96281472,"Насос GRUNDFOS","UPS20-60 130 1x230V 50Hz 9H",192,"A1"]
[95906480,"Насос GRUNDFOS","UPS25-100 180 1x230V 50Hz 9H",541,"A1"]
[52588336,"Насос GRUNDFOS","UPS25-120 180 1x230V 50Hz 9H",414,"A1"]
[95906400,"Насос GRUNDFOS","UPS25-25 180 1x230V 50Hz 9H",260,"A1"]
[59543000,"Насос GRUNDFOS","UPS25-30 180 1x230V 50Hz 9H",155,"A1"]
[59563000,"Насос GRUNDFOS","UPS25-30 A 180 1x230V 50Hz 9H",163,"A1"]
[96281376,"Насос GRUNDFOS","UPS25-40 130 1x230V 50Hz 9H",145,"A1"]
[96281375,"Насос GRUNDFOS","UPS25-40 180 1x230V 50Hz 9H",119,"A1"]
[59544800,"Насос GRUNDFOS","UPS25-40 180 3x400V 50Hz 9H",217,"A1"]
[96281387,"Насос GRUNDFOS","UPS25-40 A 180 1x230V 50Hz 9H",176,"A1"]
[59544505,"Насос GRUNDFOS","UPS25-40 K 180 1x230V 50Hz 9H",188,"A1"]
[96913060,"Насос GRUNDFOS","UPS25-40 N 180 1x230V 50Hz 9H",311,"A3"]
[96281424,"Насос GRUNDFOS","UPS25-50 130 1x230V 50Hz 9H",163,"A1"]
[96281432,"Насос GRUNDFOS","UPS25-50 180 1x230V 50Hz 9H",163,"A1"]
[59545800,"Насос GRUNDFOS","UPS25-50 180 3x400V 50Hz 9H",284,"A1"]
[59545502,"Насос GRUNDFOS","UPS25-50 K 180 1x230V 50Hz 9H",186,"A1"]
[95906404,"Насос GRUNDFOS","UPS25-55 180 1x230V 50Hz 9H",316,"A1"]
[96281476,"Насос GRUNDFOS","UPS25-60 130 1x230V 50Hz 9H",176,"A1"]
[96281477,"Насос GRUNDFOS","UPS25-60 180 1x230V 50Hz 9H",145,"A1"]
[59546800,"Насос GRUNDFOS","UPS25-60 180 3x400V 50Hz 9H",271,"A1"]
[96281491,"Насос GRUNDFOS","UPS25-60 A 180 1x230V 50Hz 9H",211,"A1"]
[59546508,"Насос GRUNDFOS","UPS25-60 K 180 1x230V 50Hz 9H",227,"A1"]
[96913085,"Насос GRUNDFOS","UPS25-60 N 180 1x230V 50Hz 9H",400,"A3"]
[96913059,"Насос GRUNDFOS","UPS25-60 NK 180 1x230V 50Hz 9H",464,"A3"]
[96621354,"Насос GRUNDFOS","UPS25-70 180 1x230V 50Hz 9H",192,"A1"]
[95906440,"Насос GRUNDFOS","UPS25-80 180 1x230V 50Hz 9H RU",283,"A1"]
[95906439,"Насос GRUNDFOS","UPS25-80 N 180 1x230 50Hz 9H",573,"A3"]
[95906500,"Насос GRUNDFOS","UPS32-100 180 1x230V 50Hz 9H",595,"A1"]
[95906483,"Насос GRUNDFOS","UPS32-100 F 220 1x230V 50Hz 9H PN6/10",608,"A1"]
[96401837,"Насос GRUNDFOS","UPS32-120 F 1x230-240V PN6/10",702,"E1"]
[96401839,"Насос GRUNDFOS","UPS32-120 F 3x400-415 PN6/10",669,"E1"]
[96401844,"Насос GRUNDFOS","UPS32-120 F B 1x230-240V PN6/10",{"v":1403,"d":"1,403"},"E1"]
[96401846,"Насос GRUNDFOS","UPS32-120 F B 3x400-415V PN6/10",{"v":1337,"d":"1,337"},"E1"]
[95906401,"Насос GRUNDFOS","UPS32-25 180 1x230V 50Hz 9H",325,"A1"]
[59583000,"Насос GRUNDFOS","UPS32-30 180 1x230V 50Hz 9H",178,"A1"]
[96401733,"Насос GRUNDFOS","UPS32-30 F 1x230-240V PN6/10",520,"E1"]
[96401735,"Насос GRUNDFOS","UPS32-30 F 3x400-415V PN6/10",496,"E1"]
[96401739,"Насос GRUNDFOS","UPS32-30 F B 1x230-240V PN6/10",{"v":1041,"d":"1,041"},"E1"]
[96401741,"Насос GRUNDFOS","UPS32-30 F B 3x400-415V PN6/10",992,"E1"]
[96281389,"Насос GRUNDFOS","UPS32-40 180 1x230V 50Hz 9H",128,"A1"]
[96281435,"Насос GRUNDFOS","UPS32-50 180 1x230V 50Hz 9H",180,"A1"]
[95906409,"Насос GRUNDFOS","UPS32-55 180 1x230V 50Hz 9H",399,"A1"]
[96281496,"Насос GRUNDFOS","UPS32-60 180 1x230V 50Hz 9H",153,"A1"]
[96401771,"Насос GRUNDFOS","UPS32-60 F 1x230-240V PN6/10",559,"E1"]
[96401777,"Насос GRUNDFOS","UPS32-60 F 3x400-415V PN6/10",532,"E1"]
[96401797,"Насос GRUNDFOS","UPS32-60 F B 1x230-240V PN6/10",{"v":1117,"d":"1,117"},"E1"]
[96401808,"Насос GRUNDFOS","UPS32-60 F B 3x400-415V PN6/10",{"v":1064,"d":"1,064"},"E1"]
[96621355,"Насос GRUNDFOS","UPS32-70 180 1x230V 50Hz 9H",216,"A1"]
[95906443,"Насос GRUNDFOS","UPS32-80 180 1x230V 50Hz 9H RU",346,"A1"]
[95906458,"Насос GRUNDFOS","UPS32-80 F 220 1x230V 50Hz 9H PN6/10",546,"A1"]
[95906448,"Насос GRUNDFOS","UPS32-80 N 180 1x230V 50Hz 9H",691,"A3"]
[95906486,"Насос GRUNDFOS","UPS40-100 F 250 1x230V 50Hz 9H PN6/10",661,"A1"]
[96401942,"Насос GRUNDFOS","UPS40-120 F 1x230-240V PN6/10",800,"E1"]
[96401944,"Насос GRUNDFOS","UPS40-120 F 3x400-415V PN6/10",763,"E1"]
[96401949,"Насос GRUNDFOS","UPS40-120 F B 1x230-240V PN6/10",{"v":1601,"d":"1,601"},"E1"]
[96401951,"Насос GRUNDFOS","UPS40-120 F B 3x400-415V PN6/10",{"v":1524,"d":"1,524"},"E1"]
[96401977,"Насос GRUNDFOS","UPS40-180 F 1x230-240V PN6/10",947,"E1"]
[96401979,"Насос GRUNDFOS","UPS40-180 F 3x400-415V PN6/10",901,"E1"]
[96401983,"Насос GRUNDFOS","UPS40-180 F B 1x230-240V PN6/10",{"v":1894,"d":"1,894"},"E1"]
[96401985,"Насос GRUNDFOS","UPS40-180 F B 3x400-415V PN6/10",{"v":1802,"d":"1,802"},"E1"]
[96430299,"Насос GRUNDFOS","UPS40-185 F 1x230-240V PN6/10",964,"E1"]
[96430296,"Насос GRUNDFOS","UPS40-185 F 3x400-415V PN6/10",919,"E1"]
[96401870,"Насос GRUNDFOS","UPS40-30 F 1x230-240V PN6/10",627,"E1"]
[96401872,"Насос GRUNDFOS","UPS40-30 F 3x400-415V PN6/10",597,"E1"]
[96401876,"Насос GRUNDFOS","UPS40-30 F B 1x230-240V PN6/10",{"v":1253,"d":"1,253"},"E1"]
[96401878,"Насос GRUNDFOS","UPS40-30 F B 3x400-415V PN6/10",{"v":1194,"d":"1,194"},"E1"]
[95906420,"Насос GRUNDFOS","UPS40-50 F 250 1x230V 50Hz 9H PN6/10",483,"A1"]
[95906422,"Насос GRUNDFOS","UPS40-50 FN 250 1x230V 50Hz 9H PN6/10",927,"A3"]
[96401900,"Насос GRUNDFOS","UPS40-60 F B 1x230-240V PN6/10",{"v":1540,"d":"1,540"},"E1"]
[96401915,"Насос GRUNDFOS","UPS40-60/2 F 1x230-240V PN6/10",635,"E1"]
[96401917,"Насос GRUNDFOS","UPS40-60/2 F 3x400-415 PN6/10",606,"E1"]
[96401921,"Насос GRUNDFOS","UPS40-60/2 F B 1x230-240V PN6/10",{"v":1272,"d":"1,272"},"E1"]
[96401923,"Насос GRUNDFOS","UPS40-60/2 F B 3x400-415V PN6/10",{"v":1211,"d":"1,211"},"E1"]
[96401897,"Насос GRUNDFOS","UPS40-60/4 F 1x230-240V 50Hz PN6/10",770,"E1"]
[96401899,"Насос GRUNDFOS","UPS40-60/4 F 3x400-415V PN6/10",733,"E1"]
[96401902,"Насос GRUNDFOS","UPS40-60/4 F B 3x400-415V PN6/10",{"v":1466,"d":"1,466"},"E1"]
[95906462,"Насос GRUNDFOS","UPS40-80 F 250 1x230V 50Hz 9H PN6/10",579,"A1"]
[96402101,"Насос GRUNDFOS","UPS50-120 F 1x230-240V PN6/10",984,"E1"]
[96402103,"Насос GRUNDFOS","UPS50-120 F 3x400-415V PN6/10",938,"E1"]
[96402108,"Насос GRUNDFOS","UPS50-120 F B 1x230-240V PN6/10",{"v":1969,"d":"1,969"},"E1"]
[96402110,"Насос GRUNDFOS","UPS50-120 F B 3x400-415V PN6/10",{"v":1874,"d":"1,874"},"E1"]
[96402134,"Насос GRUNDFOS","UPS50-180 F 1x230-240V PN6/10",{"v":1110,"d":"1,110"},"E1"]
[96402136,"Насос GRUNDFOS","UPS50-180 F 3x400-415V PN6/10",{"v":1057,"d":"1,057"},"E1"]
[96402140,"Насос GRUNDFOS","UPS50-180 F B 1x230-240V PN6/10",{"v":2219,"d":"2,219"},"E1"]
[96402142,"Насос GRUNDFOS","UPS50-180 F B 3x400-415V PN6/10",{"v":2113,"d":"2,113"},"E1"]
[96430300,"Насос GRUNDFOS","UPS50-185 F 1x230-240V PN6/10",{"v":1131,"d":"1,131"},"E1"]
[96430297,"Насос GRUNDFOS","UPS50-185 F 3x400-415V PN6/10",{"v":1078,"d":"1,078"},"E1"]
[96402004,"Насос GRUNDFOS","UPS50-30 F 1x230-240V PN6/10",783,"E1"]
[96402006,"Насос GRUNDFOS","UPS50-30 F 3x400-415V PN6/10",744,"E1"]
[96402010,"Насос GRUNDFOS","UPS50-30 F B 1x230-240V PN6/10",{"v":1563,"d":"1,563"},"E1"]
[96402012,"Насос GRUNDFOS","UPS50-30 F B 3x400-415V PN6/10",{"v":1489,"d":"1,489"},"E1"]
[96402053,"Насос GRUNDFOS","UPS50-60/2 F 1x230-240V PN6/10",800,"E1"]
[96402055,"Насос GRUNDFOS","UPS50-60/2 F 3x400-415V PN6/10",763,"E1"]
[96402064,"Насос GRUNDFOS","UPS50-60/2 F B 1x230-240V PN6/10",{"v":1601,"d":"1,601"},"E1"]
[96402072,"Насос GRUNDFOS","UPS50-60/2 F B 3x400-415V PN6/10",{"v":1524,"d":"1,524"},"E1"]
[96402035,"Насос GRUNDFOS","UPS50-60/4 F 1x230-240V PN6/10",963,"E1"]
[96402037,"Насос GRUNDFOS","UPS50-60/4 F 3x400-415V PN6/10",917,"E1"]
[96402038,"Насос GRUNDFOS","UPS50-60/4 F B 1x230-240V PN6/10",{"v":1927,"d":"1,927"},"E1"]
[96402040,"Насос GRUNDFOS","UPS50-60/4 F B 3x400-415V PN6/10",{"v":1836,"d":"1,836"},"E1"]
[96402278,"Насос GRUNDFOS","UPS65-120 F 1x230-240V PN6/10",{"v":1179,"d":"1,179"},"E1"]
[96402280,"Насос GRUNDFOS","UPS65-120 F 3x400-415V PN6/10",{"v":1122,"d":"1,122"},"E1"]
[96402285,"Насос GRUNDFOS","UPS65-120 F B 1x230-240V PN6/10",{"v":2354,"d":"2,354"},"E1"]
[96402287,"Насос GRUNDFOS","UPS65-120 F B 3x400-415V PN6/10",{"v":2241,"d":"2,241"},"E1"]
[96402316,"Насос GRUNDFOS","UPS65-180 F 3x400-415V PN6/10",{"v":1285,"d":"1,285"},"E1"]
[96402320,"Насос GRUNDFOS","UPS65-180 F B 3x400-415V PN6/10",{"v":2570,"d":"2,570"},"E1"]
[96430298,"Насос GRUNDFOS","UPS65-185 F 3x400-415V PN6/10",{"v":1309,"d":"1,309"},"E1"]
[96402177,"Насос GRUNDFOS","UPS65-30 F 1x230-240V PN6/10",984,"E1"]
[96402181,"Насос GRUNDFOS","UPS65-30 F 3x400-415 PN6/10",938,"E1"]
[96402206,"Насос GRUNDFOS","UPS65-30 F B 1x230-240V PN6/10",{"v":1969,"d":"1,969"},"E1"]
[96402208,"Насос GRUNDFOS","UPS65-30 F B 3x400-415V PN6/10",{"v":1874,"d":"1,874"},"E1"]
[96402258,"Насос GRUNDFOS","UPS65-60/2 F 1x230-240V PN6/10",984,"E1"]
[96402260,"Насос GRUNDFOS","UPS65-60/2 F 3x400-415V PN6/10",938,"E1"]
[96402262,"Насос GRUNDFOS","UPS65-60/2 F B 1x230-240V PN6/10",{"v":1969,"d":"1,969"},"E1"]
[96402264,"Насос GRUNDFOS","UPS65-60/2 F B 3x400-415V PN6/10",{"v":1874,"d":"1,874"},"E1"]
[96402227,"Насос GRUNDFOS","UPS65-60/4 F 1x230-240V PN6/10",{"v":1179,"d":"1,179"},"E1"]
[96402229,"Насос GRUNDFOS","UPS65-60/4 F 3x400-415V PN6/10",{"v":1122,"d":"1,122"},"E1"]
[96402233,"Насос GRUNDFOS","UPS65-60/4 F B 1x230-240V PN6/10",{"v":2354,"d":"2,354"},"E1"]
[96402235,"Насос GRUNDFOS","UPS65-60/4 F B 3x400-415V PN6/10",{"v":2241,"d":"2,241"},"E1"]
[96402441,"Насос GRUNDFOS","UPS80-120 F 3x400-415V PN10",{"v":1505,"d":"1,505"},"E1"]
[96402440,"Насос GRUNDFOS","UPS80-120 F 3x400-415V PN6",{"v":1468,"d":"1,468"},"E1"]
[96402445,"Насос GRUNDFOS","UPS80-120 F B 3x400-415V PN10",{"v":2975,"d":"2,975"},"E1"]
[96404924,"Насос GRUNDFOS","UPS80-120 FB 3x400-415V 50Hz PN6",{"v":2938,"d":"2,938"},"E1"]
[96402347,"Насос GRUNDFOS","UPS80-30 F 3x400-415V PN10",{"v":1277,"d":"1,277"},"E1"]
[96402346,"Насос GRUNDFOS","UPS80-30 F 3x400-415V PN6",{"v":1241,"d":"1,241"},"E1"]
[96402356,"Насос GRUNDFOS","UPS80-30 F B 3x400-415V PN10",{"v":2517,"d":"2,517"},"E1"]
[96404907,"Насос GRUNDFOS","UPS80-30 FB 3x400-415V 50Hz PN6",{"v":2480,"d":"2,480"},"E1"]
[96402392,"Насос GRUNDFOS","UPS80-60 F 3x400-415V PN10",{"v":1460,"d":"1,460"},"E1"]
[96402391,"Насос GRUNDFOS","UPS80-60 F 3x400-415V PN6",{"v":1425,"d":"1,425"},"E1"]
[96402401,"Насос GRUNDFOS","UPS80-60 F B 3x400-415V PN10",{"v":2884,"d":"2,884"},"E1"]
[96404916,"Насос GRUNDFOS","UPS80-60 FB 3x400-415V 50Hz PN6",{"v":2848,"d":"2,848"},"E1"]
[96402524,"Насос GRUNDFOS","UPSD100-30 F 3x400-415V 50Hz PN10",{"v":3116,"d":"3,116"},"E1"]
[96408891,"Насос GRUNDFOS","UPSD100-30 F 3x400-415V 50Hz PN10",{"v":3116,"d":"3,116"},"E1"]
[96402523,"Насос GRUNDFOS","UPSD100-30 F 3x400-415V 50Hz PN6",{"v":3081,"d":"3,081"},"E1"]
[96408892,"Насос GRUNDFOS","UPSD100-30 F 3x400-415V 50Hz PN6",{"v":3081,"d":"3,081"},"E1"]
[95906484,"Насос GRUNDFOS","UPSD32-100 F 220 1x230V 50Hz 9/12H PN10",{"v":1295,"d":"1,295"},"A1"]
[96401841,"Насос GRUNDFOS","UPSD32-120 F 1x230-240V PN6/10",{"v":1346,"d":"1,346"},"E1"]
[96408893,"Насос GRUNDFOS","UPSD32-120 F 1x230-240V PN6/10",{"v":1346,"d":"1,346"},"E1"]
[96401843,"Насос GRUNDFOS","UPSD32-120 F 3x400-415V PN6/10",{"v":1283,"d":"1,283"},"E1"]
[96408961,"Насос GRUNDFOS","UPSD32-120 F 3x400-415V PN6/10",{"v":1283,"d":"1,283"},"E1"]
[96401736,"Насос GRUNDFOS","UPSD32-30 F 1x230-240V PN6/10",998,"E1"]
[96408895,"Насос GRUNDFOS","UPSD32-30 F 1x230-240V PN6/10",998,"E1"]
[96401738,"Насос GRUNDFOS","UPSD32-30 F 3x400-415V PN6/10",950,"E1"]
[96408897,"Насос GRUNDFOS","UPSD32-30 F 3x400-415V PN6/10",952,"E1"]
[95906413,"Насос GRUNDFOS","UPSD32-50 180 1x230V 50Hz 12H",613,"A1"]
[95906416,"Насос GRUNDFOS","UPSD32-50 F 220 1x230V 50Hz 12H PN6/10",650,"A1"]
[96408898,"Насос GRUNDFOS","UPSD32-60 F 1x230-240V PN6/10",{"v":1072,"d":"1,072"},"E1"]
[96401783,"Насос GRUNDFOS","UPSD32-60 F 1x230-240V PN6/10",{"v":1071,"d":"1,071"},"E1"]
[96401792,"Насос GRUNDFOS","UPSD32-60 F 3x400-415V PN6/10",{"v":1019,"d":"1,019"},"E1"]
[96408900,"Насос GRUNDFOS","UPSD32-60 F 3x400-415V PN6/10",{"v":1021,"d":"1,021"},"E1"]
[95906455,"Насос GRUNDFOS","UPSD32-80 180 1x230V 50Hz 12H",801,"A1"]
[95906459,"Насос GRUNDFOS","UPSD32-80 F 220 1x230V 50Hz 12H PN10",854,"A1"]
[95906487,"Насос GRUNDFOS","UPSD40-100 F 250 1x230V 50Hz 9/12H PN 10",{"v":1308,"d":"1,308"},"A1"]
[96401946,"Насос GRUNDFOS","UPSD40-120 F 1x230-240V PN6/10",{"v":1535,"d":"1,535"},"E1"]
[96408901,"Насос GRUNDFOS","UPSD40-120 F 1x230-240V PN6/10",{"v":1535,"d":"1,535"},"E1"]
[96401948,"Насос GRUNDFOS","UPSD40-120 F 3x400-415V PN6/10",{"v":1463,"d":"1,463"},"E1"]
[96408903,"Насос GRUNDFOS","UPSD40-120 F 3x400-415V PN6/10",{"v":1463,"d":"1,463"},"E1"]
[96401873,"Насос GRUNDFOS","UPSD40-30 F 1x230-240V PN6/10",{"v":1201,"d":"1,201"},"E1"]
[96408904,"Насос GRUNDFOS","UPSD40-30 F 1x230-240V PN6/10",{"v":1201,"d":"1,201"},"E1"]
[96401875,"Насос GRUNDFOS","UPSD40-30 F 3x400-415V PN6/10",{"v":1145,"d":"1,145"},"E1"]
[96408906,"Насос GRUNDFOS","UPSD40-30 F 3x400-415V PN6/10",{"v":1145,"d":"1,145"},"E1"]
[95906423,"Насос GRUNDFOS","UPSD40-50 F 250 1x230V 50Hz 9/12H PN6/10",918,"A1"]
[96401918,"Насос GRUNDFOS","UPSD40-60/2 F 1x230-240V PN6/10",{"v":1219,"d":"1,219"},"E1"]
[96408907,"Насос GRUNDFOS","UPSD40-60/2 F 1x230-240V PN6/10",{"v":1219,"d":"1,219"},"E1"]
[96401920,"Насос GRUNDFOS","UPSD40-60/2 F 3x400-415V PN6/10",{"v":1162,"d":"1,162"},"E1"]
[96408909,"Насос GRUNDFOS","UPSD40-60/2 F 3x400-415V PN6/10",{"v":1161,"d":"1,161"},"E1"]
[95906465,"Насос GRUNDFOS","UPSD40-80 F 250 1x230 50Hz 12H PN10",{"v":1023,"d":"1,023"},"A1"]
[96408910,"Насос GRUNDFOS","UPSD50-120 F 1x230-240V PN6/10",{"v":1887,"d":"1,887"},"E1"]
[96402107,"Насос GRUNDFOS","UPSD50-120 F 3x400-415V PN6/10",{"v":1799,"d":"1,799"},"E1"]
[96408912,"Насос GRUNDFOS","UPSD50-120 F 3x400-415V PN6/10",{"v":1799,"d":"1,799"},"E1"]
[96402105,"Насос GRUNDFOS","UPSD50-120F 1X230-240V    PN06/10 M.REL.",{"v":1889,"d":"1,889"},"E1"]
[96402137,"Насос GRUNDFOS","UPSD50-180 F 1x230-240V PN6/10",{"v":2127,"d":"2,127"},"E1"]
[96408913,"Насос GRUNDFOS","UPSD50-180 F 1x230-240V PN6/10",{"v":2127,"d":"2,127"},"E1"]
[96402139,"Насос GRUNDFOS","UPSD50-180 F 3x400-415V PN6/10",{"v":2026,"d":"2,026"},"E1"]
[96408915,"Насос GRUNDFOS","UPSD50-180 F 3x400-415V PN6/10",{"v":2025,"d":"2,025"},"E1"]
[96402007,"Насос GRUNDFOS","UPSD50-30 F 1x230-240V PN6/10",{"v":1500,"d":"1,500"},"E1"]
[96408916,"Насос GRUNDFOS","UPSD50-30 F 1x230-240V PN6/10",{"v":1500,"d":"1,500"},"E1"]
[96408918,"Насос GRUNDFOS","UPSD50-30 F 3x400-415V PN6/10",{"v":1429,"d":"1,429"},"E1"]
[96402009,"Насос GRUNDFOS","UPSD50-30 F 3x400-415V PN6/10",{"v":1428,"d":"1,428"},"E1"]
[96402057,"Насос GRUNDFOS","UPSD50-60/2 F 1x230-240V PN6/10",{"v":1535,"d":"1,535"},"E1"]
[96408919,"Насос GRUNDFOS","UPSD50-60/2 F 1x230-240V PN6/10",{"v":1535,"d":"1,535"},"E1"]
[96402060,"Насос GRUNDFOS","UPSD50-60/2 F 3x400-415V PN6/10",{"v":1463,"d":"1,463"},"E1"]
[96408921,"Насос GRUNDFOS","UPSD50-60/2 F 3x400-415V PN6/10",{"v":1463,"d":"1,463"},"E1"]
[96408922,"Насос GRUNDFOS","UPSD50-60/4 1x230-240V 50Hz PN6/10",{"v":1846,"d":"1,846"},"E1"]
[96408924,"Насос GRUNDFOS","UPSD50-60/4 3x400-415V 50Hz PN6/10",{"v":1760,"d":"1,760"},"E1"]
[96404978,"Насос GRUNDFOS","UPSD50-60/4 F 1x230-240V 50Hz PN6/10",{"v":1848,"d":"1,848"},"E1"]
[96404980,"Насос GRUNDFOS","UPSD50-60/4 F 3x400-415V 50Hz PN6/10",{"v":1760,"d":"1,760"},"E1"]
[96402282,"Насос GRUNDFOS","UPSD65-120 F 1x230-240V PN6/10",{"v":2258,"d":"2,258"},"E1"]
[96408925,"Насос GRUNDFOS","UPSD65-120 F 1x230-240V PN6/10",{"v":2258,"d":"2,258"},"E1"]
[96402284,"Насос GRUNDFOS","UPSD65-120 F 3x400-415V PN6/10",{"v":2150,"d":"2,150"},"E1"]
[96408927,"Насос GRUNDFOS","UPSD65-120 F 3x400-415V PN6/10",{"v":2150,"d":"2,150"},"E1"]
[96408929,"Насос GRUNDFOS","UPSD65-180 F 3x400-415V PN6/10",{"v":2466,"d":"2,466"},"E1"]
[96402318,"Насос GRUNDFOS","UPSD65-180 F 3x400-415V PN6/10",{"v":2465,"d":"2,465"},"E1"]
[96408930,"Насос GRUNDFOS","UPSD65-30 F 1x230-240V PN6/10",{"v":1887,"d":"1,887"},"E1"]
[96402203,"Насос GRUNDFOS","UPSD65-30 F 1x230-240V PN6/10",{"v":1889,"d":"1,889"},"E1"]
[96408932,"Насос GRUNDFOS","UPSD65-30 F 3x400-415V PN6/10",{"v":1799,"d":"1,799"},"E1"]
[96408933,"Насос GRUNDFOS","UPSD65-60/2 1x230-240V 50Hz PN6/10",{"v":1887,"d":"1,887"},"E1"]
[96408935,"Насос GRUNDFOS","UPSD65-60/2 3x400-415V 50Hz PN6/10",{"v":1799,"d":"1,799"},"E1"]
[96404981,"Насос GRUNDFOS","UPSD65-60/2 F 1x230-240V 50Hz PN6/10",{"v":1889,"d":"1,889"},"E1"]
[96404983,"Насос GRUNDFOS","UPSD65-60/2 F 3x400-415V 50Hz PN6/10",{"v":1799,"d":"1,799"},"E1"]
[96402230,"Насос GRUNDFOS","UPSD65-60/4 F 1x230-240V PN6/10",{"v":2258,"d":"2,258"},"E1"]
[96408936,"Насос GRUNDFOS","UPSD65-60/4 F 1x230-240V PN6/10",{"v":2258,"d":"2,258"},"E1"]
[96402232,"Насос GRUNDFOS","UPSD65-60/4 F 3x400-415V PN6/10",{"v":2150,"d":"2,150"},"E1"]
[96408938,"Насос GRUNDFOS","UPSD65-60/4 F 3x400-415V PN6/10",{"v":2150,"d":"2,150"},"E1"]
[96403132,"Насос GRUNDFOS","UPSD80-120 F 3x400-415V PN10",{"v":2855,"d":"2,855"},"E1"]
[96408943,"Насос GRUNDFOS","UPSD80-120 F 3x400-415V PN10",{"v":2855,"d":"2,855"},"E1"]
[96403131,"Насос GRUNDFOS","UPSD80-120 F 3x400-415V PN6",{"v":2818,"d":"2,818"},"E1"]
[96408944,"Насос GRUNDFOS","UPSD80-120 F 3x400-415V PN6",{"v":2818,"d":"2,818"},"E1"]
[96408947,"Насос GRUNDFOS","UPSD80-30 F 3x400-415V PN10",{"v":2415,"d":"2,415"},"E1"]
[96402352,"Насос GRUNDFOS","UPSD80-30 F 3x400-415V PN6",{"v":2378,"d":"2,378"},"E1"]
[96408948,"Насос GRUNDFOS","UPSD80-30 F 3x400-415V PN6",{"v":2378,"d":"2,378"},"E1"]
[96402398,"Насос GRUNDFOS","UPSD80-60 F 3x400-415V PN10",{"v":2768,"d":"2,768"},"E1"]
[96408951,"Насос GRUNDFOS","UPSD80-60 F 3x400-415V PN10",{"v":2768,"d":"2,768"},"E1"]
[96402397,"Насос GRUNDFOS","UPSD80-60 F 3x400-415V PN6",{"v":2731,"d":"2,731"},"E1"]
[96408952,"Насос GRUNDFOS","UPSD80-60 F 3x400-415V PN6",{"v":2731,"d":"2,731"},"E1"]
[96694401,"Вентиляционный клапан GRUNDFOS","valve - aeration v. for dosing tanks",26,"ZM1"]
[96571531,"Комплект для вентиляции GRUNDFOS","Ventilation package",105,"Z"]
[97919000,"Вентиляционная труба DN75, ПВХ, с уплотнительной манжетой GRUNDFOS","VENTILATION PIPE PE75",248,"Z"]
[98059596,"Вентиляционный клапан GRUNDFOS","Ventilation valve, 2way Multilift",125,"Z"]
[91040089,"Поплавковый клапан GRUNDFOS","VENTIL-SCHWIMMER SVN MS 6B 1/2\"",226,"Z"]
[96433906,"Фланец для удаления воздуха GRUNDFOS","Venting flange",35,"Z"]
[91070524,"Муфта соединительная GRUNDFOS","VERSCHRAUBUNG 11/4\"AGX40 PN10 PE",53,"Z"]
[91070533,"Муфта соединительная GRUNDFOS","VERSCHRAUBUNG 2\"AG PN10 PE",119,"Z"]
[96412345,"Виброгасящая опора GRUNDFOS","Vibration damper cpl. CR(E)10/15/20",58,"Z"]
[96412344,"Виброгасящая опора GRUNDFOS","Vibration damper cpl. CR(E)3/5",43,"Z"]
[96412347,"Виброгасящая опора GRUNDFOS","Vibration damper cpl. CR(E)32/45/64/90",111,"Z"]
[96115291,"Фиксирующий кронштейн для настенного монтажа GRUNDFOS","Wall fixation 2\", AISI 316",286,"Z"]
["00ID8956","Детектор наличия воды GRUNDFOS","WASSERDETEKTOR WD1/3M KABEL",287,"Z"]
[96745059,"Водяной расходомер GRUNDFOS","Water flow meter 10m3/h",561,"Z"]
["00ID5125","Погружной электрод для реле уровня GRUNDFOS","WATER LEVEL ELECTRODE",31,"Z"]
["00ID9073","Фланец стальной приварной GRUNDFOS","Welding flange PN/D/16D",112,"Z"]
[410096,"Патрубок GRUNDFOS","WELDING SOCKET M",25,"Z"]
[96884373,"Трос со скобой GRUNDFOS","Wire rope with Clip, galvanized, 10m",246,"Z"]
[96884375,"Трос со скобой GRUNDFOS","Wire rope with Clip, galvanized, 3m",148,"Z"]
[96884374,"Трос со скобой GRUNDFOS","Wire rope with Clip, galvanized, 6m",195,"Z"]
["00ID8960","Тросовый зажим GRUNDFOS","Wirelock Niro 2mm Simplex",2,"Z"]
["00ID8959","Тросовый зажим GRUNDFOS","Wirelock Niro 5mm Simplex",3,"Z"]
[91069839,"Коллектор фланцевый GRUNDFOS","Y-pipe DN80-80-80 PN16 B=400 1.4571",730,"Z"]

{"sheet":"Новые позиции","index":1,"n_rows":1315,"n_cols":6,"rows_kept":1315}
["Номер продукта","Что это","Наименование продукта","Прайс-лист 01.03.2015, Евро с НДС","Группа продукта"]
[59542500,"Насос GRUNDFOS","UPS 25-20 180 1×230V",155,"A1"]
[98284561,"Кабельное соединение GRUNDFOS","Штекер ALPHA",23,"Z"]
[96884669,"Изгиб 90°, включая кабель 4 м GRUNDFOS","Штекер ALPHA, угловой",25,"Z"]
[96037332,"Реле продукта GRUNDFOS",123,109,"Z"]
[98699022,"Насос GRUNDFOS","SP9 - 5 1,1kW 1 × 220v",1266,"B2",1]
[98699023,"Насос GRUNDFOS","SP9 - 8 1,5kW 1 × 220v",1583,"B2",1]
[98699024,"Насос GRUNDFOS","SP9 - 11 2,2kW 1 × 220v",2209,"B2",1]
[98699293,"Насос GRUNDFOS","SP11-3 0,75kW 1 × 220v",1039,"B2",1]
[98699294,"Насос GRUNDFOS","SP11-5 1,1kW 1 × 220v",1297,"B2",1]
[98699295,"Насос GRUNDFOS","SP11-7 1,5kW 1 × 220v",1552,"B2",1]
[98699296,"Насос GRUNDFOS","SP11-11 2,2kW 1 × 220v",2274,"B2",1]
[98699336,"Насос GRUNDFOS","SP14-4 1,1kW 1 × 220v",1240,"B2",1]
[98699337,"Насос GRUNDFOS","SP14-6 1,5kW 1 × 220v",1507,"B2",1]
[98699338,"Насос GRUNDFOS","SP14-8 2,2kW 1 × 220v",2081,"B2",1]
[98699053,"Насос GRUNDFOS","SP9 - 5 1,1kW 1 × 220v",1058,"B2"]
[98699054,"Насос GRUNDFOS","SP9 - 8 1,5kW 1 × 220v",1346,"B2"]
[98699055,"Насос GRUNDFOS","SP9 - 11 2,2kW 1 × 220v",1680,"B2"]
[98699056,"Насос GRUNDFOS","SP9 - 13 3,0kW 1 × 220v",2157,"B2"]
[98699057,"Насос GRUNDFOS","SP9 - 16 3,0kW 1 × 220v",2378,"B2"]
[98699058,"Насос GRUNDFOS","SP9 - 18 4,0kW 1 × 220v",2651,"B2"]
[98699059,"Насос GRUNDFOS","SP9 - 21 4,0kW 1 × 220v",2870,"B2"]
[98699060,"Насос GRUNDFOS","SP9 - 23 5,5kW 1 × 220v",3379,"B2"]
[98699066,"Насос GRUNDFOS","SP9 - 23 5,5kW 1 × 220v",4190,"B2"]
[98699061,"Насос GRUNDFOS","SP9 - 25 5,5kW 1 × 220v",3527,"B2"]
[98699067,"Насос GRUNDFOS","SP9 - 25 5,5kW 1 × 220v",4338,"B2"]
[98699062,"Насос GRUNDFOS","SP9 - 29 5,5kW 1 × 220v",3825,"B2"]
[98699068,"Насос GRUNDFOS","SP9 - 29 5,5kW 1 × 220v",4631,"B2"]
[98699063,"Насос GRUNDFOS","SP9 - 32 7,5kW 1 × 220v",4659,"B2"]
[98699069,"Насос GRUNDFOS","SP9 - 32 7,5kW 1 × 220v",4879,"B2"]
[98699064,"Насос GRUNDFOS","SP9 - 36 7,5kW 1 × 220v",4952,"B2"]
[98699070,"Насос GRUNDFOS","SP9 - 36 7,5kW 1 × 220v",5171,"B2"]
[98699065,"Насос GRUNDFOS","SP9 - 40 7,5kW 1 × 220v",5248,"B2"]
[98699071,"Насос GRUNDFOS","SP9 - 40 7,5kW 1 × 220v",5467,"B2"]
[98699072,"Насос GRUNDFOS","SP9 - 44 9,2kW 1 × 220v",6042,"B2"]
[98699073,"Насос GRUNDFOS","SP9 - 48 9,2kW 1 × 220v",6338,"B2"]
[98699074,"Насос GRUNDFOS","SP9 - 52 11,0kW 1 × 220v",6699,"B2"]
[98699075,"Насос GRUNDFOS","SP9 - 56 11,0kW 1 × 220v",9365,"B2"]
[98699076,"Насос GRUNDFOS","SP9 - 60 13,0kW 1 × 220v",9896,"B2"]
[98699077,"Насос GRUNDFOS","SP9 - 65 13,0kW 1 × 220v",10425,"B2"]
[98699078,"Насос GRUNDFOS","SP9 - 69 13,0kW 1 × 220v",10850,"B2"]
[98699079,"Насос GRUNDFOS","SP9 - 75 15,0kW 1 × 220v",11626,"B2"]
[98699080,"Насос GRUNDFOS","SP9 - 79 15,0kW 1 × 220v",12049,"B2"]
[98699312,"Насос GRUNDFOS","SP11-3 0,75kW 1 × 220v",885,"B2"]
[98699313,"Насос GRUNDFOS","SP11-5 1,1kW 1 × 220v",1090,"B2"]
[98699314,"Насос GRUNDFOS","SP11-7 1,5kW 1 × 220v",1314,"B2"]
[98699315,"Насос GRUNDFOS","SP11-11 2,2kW 1 × 220v",1746,"B2"]
[98699316,"Насос GRUNDFOS","SP11-15 3,0kW 1 × 220v",2395,"B2"]
[98699317,"Насос GRUNDFOS","SP11-20 4,0kW 1 × 220v",2924,"B2"]
[98699318,"Насос GRUNDFOS","SP11-24 5,5kW 1 × 220v",3357,"B2"]
[98699329,"Насос GRUNDFOS","SP11-24 5,5kW 1 × 220v",4163,"B2"]
[98699319,"Насос GRUNDFOS","SP11-28 5,5kW 1 × 220v",3677,"B2"]
[98699330,"Насос GRUNDFOS","SP11-28 5,5kW 1 × 220v",4483,"B2"]
[98699320,"Насос GRUNDFOS","SP11-33 7,5kW 1 × 220v",4686,"B2"]
[98699331,"Насос GRUNDFOS","SP11-33 7,5kW 1 × 220v",4906,"B2"]
[98699353,"Насос GRUNDFOS","SP14-4 1,1kW 1 × 220v",1031,"B2"]
[98699354,"Насос GRUNDFOS","SP14-6 1,5kW 1 × 220v",1267,"B2"]
[98699355,"Насос GRUNDFOS","SP14-8 2,2kW 1 × 220v",1547,"B2"]
[98699356,"Насос GRUNDFOS","SP14-11 3,0kW 1 × 220v",2135,"B2"]
[98699357,"Насос GRUNDFOS","SP14-13 3,0kW 1 × 220v",2304,"B2"]
[98699358,"Насос GRUNDFOS","SP14-15 4,0kW 1 × 220v",2599,"B2"]
[98699359,"Насос GRUNDFOS","SP14-17 4,0kW 1 × 220v",2771,"B2"]
[98699360,"Насос GRUNDFOS","SP14-20 5,5kW 1 × 220v",3143,"B2"]
[98699371,"Насос GRUNDFOS","SP14-20 5,5kW 1 × 220v",3949,"B2"]
[98699361,"Насос GRUNDFOS","SP14-23 5,5kW 1 × 220v",3396,"B2"]
[98699372,"Насос GRUNDFOS","SP14-23 5,5kW 1 × 220v",4203,"B2"]
[98711397,"Насос GRUNDFOS","SP14-27 7,5kW 1 × 220v",4349,"B2"]
[98711400,"Насос GRUNDFOS","SP14-27 7,5kW 1 × 220v",4569,"B2"]
[98374697,"Насос GRUNDFOS","CMBE 1-44 685Wt  1 × 230v",1048,"C"]
[98374698,"Насос GRUNDFOS","CMBE 1-75 969Wt  1 × 230v",1174,"C"]
[98374700,"Насос GRUNDFOS","CMBE 3-30 815Wt  1 × 230v",1133,"C"]
[98374701,"Насос GRUNDFOS","CMBE 3-62 1220Wt  1 × 230v",1259,"C"]
[98374702,"Насос GRUNDFOS","CMBE 3-93 1300Wt  1 × 230v",1386,"C"]
[98374703,"Насос GRUNDFOS","CMBE 5-31 1300Wt  1 × 230v",1710,"C"]
[98374704,"Насос GRUNDFOS","CMBE 5-62 1400Wt  1 × 230v",1837,"C"]
[98507587,"Насос GRUNDFOS","CMB-SP SET 3-37 587Wt 1 × 230v",514,"C"]
[98507638,"Насос GRUNDFOS","CMB-SP SET 3-37 587Wt 1 × 230v",596,"C"]
[98507588,"Насос GRUNDFOS","CMB-SP SET 3-47 753Wt 1 × 230v",569,"C"]
[98507639,"Насос GRUNDFOS","CMB-SP SET 3-47 753Wt 1 × 230v",626,"C"]
[98507589,"Насос GRUNDFOS","CMB-SP SET 3-56 867Wt 1 × 230v",611,"C"]
[98507640,"Насос GRUNDFOS","CMB-SP SET 3-56 867Wt 1 × 230v",678,"C"]
[97766989,"Насос GRUNDFOS","CMB 3-37 0,5kWt 1 × 230v",614,"C"]
[97767000,"Насос GRUNDFOS","CMB 3-37 0,5kWt 1 × 230v",674,"C"]
[97766978,"Насос GRUNDFOS","CMB 3-46 0,5kWt 1 × 230v",642,"C"]
[97766985,"Насос GRUNDFOS","CMB 3-46 0,5kWt 1 × 230v",716,"C"]
[97766981,"Насос GRUNDFOS","CMB 3-55 0,67kWt 1 × 230v",667,"C"]
[97766992,"Насос GRUNDFOS","CMB 3-55 0,67kWt 1 × 230v",737,"C"]
[97766986,"Насос GRUNDFOS","CMB 3-37 0,67kWt 1 × 230v",632,"C"]
[97766990,"Насос GRUNDFOS","CMB 3-37 0,67kWt 1 × 230v",739,"C"]
[97766979,"Насос GRUNDFOS","CMB 5-46 0,9kWt 1 × 230v",783,"C"]
[97766980,"Насос GRUNDFOS","CMB 5-46 0,9kWt 1 × 230v",911,"C"]
[97896286,"Погружные автоматические установки GRUNDFOS","SBA 3-35 A 0,54kWt 1 × 230v",436,"C"]
[97896288,"Погружные автоматические установки GRUNDFOS","SBA 3-35 AW 0,54kWt 1 × 230v",534,"C"]
[97896290,"Погружные автоматические установки GRUNDFOS","SBA 3-45 A 0,62kWt 1 × 230v",457,"C"]
[97896312,"Погружные автоматические установки GRUNDFOS","SBA 3-45 AW 0,62kWt 1 × 230v",556,"C"]
[98144467,"Реле давления GRUNDFOS","Для установок С-3",65,"Z"]
["00525153A","Резьбовое трубное соединение (комплект) GRUNDFOS","G 1 ½ × Rp 1",8,"Z"]
[98760170,"Насос GRUNDFOS","TP 40-110/4-A-F-A-BAQE/BUBE 1x230 50Hz",1277,"F1"]
[98760158,"Насос GRUNDFOS","TP 40-140/4-A-F-A-BAQE/BUBE 1x230 50Hz",1460,"F1"]
[98760146,"Насос GRUNDFOS","TP 50-80/4-A-F-A-BAQE/BUBE 1x230 50Hz",1481,"F1"]
[98760134,"Насос GRUNDFOS","TP 50-120/4-A-F-A-BAQE/BUBE 1x230 50Hz",1504,"F1"]
[98760122,"Насос GRUNDFOS","TP 50-140/4-A-F-A-BAQE/BUBE 1x230 50Hz",1529,"F1"]
[98760172,"Насос GRUNDFOS","TP 40-110/4-A-F-A-RUUE/GQQE 1x230 50Hz",1333,"F1"]
[98760160,"Насос GRUNDFOS","TP 40-140/4-A-F-A-RUUE/GQQE 1x230 50Hz",1516,"F1"]
[98760148,"Насос GRUNDFOS","TP 50-80/4-A-F-A-RUUE/GQQE 1x230 50Hz",1536,"F1"]
[98760136,"Насос GRUNDFOS","TP 50-120/4-A-F-A-RUUE/GQQE 1x230 50Hz",1561,"F1"]
[98760124,"Насос GRUNDFOS","TP 50-140/4-A-F-A-RUUE/GQQE 1x230 50Hz",1584,"F1"]
[98743792,"Насос GRUNDFOS","TP 125-80/6-A-F-A-BAQE 400D 50Hz",3106,"F1"]
[98743768,"Насос GRUNDFOS","TP 125-100/6-A-F-A-BAQE 400D 50Hz",3402,"F1"]
[98742649,"Насос GRUNDFOS","TP 125-130/6-A-F-A-BAQE 400D 50Hz",3846,"F1"]
[98742625,"Насос GRUNDFOS","TP 125-160/6-A-F-A-BAQE 400D 50Hz",5029,"F1"]
[98743794,"Насос GRUNDFOS","TP 125-80/6-A-F-A-GQQE 400D 50Hz",3197,"F1"]
[98743770,"Насос GRUNDFOS","TP 125-100/6-A-F-A-GQQE 400D 50Hz",3493,"F1"]
[98742651,"Насос GRUNDFOS","TP 125-130/6-A-F-A-GQQE 400D 50Hz",3936,"F1"]
[98742627,"Насос GRUNDFOS","TP 125-160/6-A-F-A-GQQE 400D 50Hz",5120,"F1"]
[98743798,"Насос GRUNDFOS","TP 125-80/6-A-F-B-BAQE 400D 50Hz",3898,"F1"]
[98743774,"Насос GRUNDFOS","TP 125-100/6-A-F-B-BAQE 400D 50Hz",4195,"F1"]
[98742655,"Насос GRUNDFOS","TP 125-130/6-A-F-B-BAQE 400D 50Hz",5131,"F1"]
[98742631,"Насос GRUNDFOS","TP 125-160/6-A-F-B-BAQE 400D 50Hz",6314,"F1"]
[98743356,"Насос GRUNDFOS","TP 40-110/4-A-F-A-BAQE 400Y 50Hz",1150,"F1"]
[98743316,"Насос GRUNDFOS","TP 40-140/4-A-F-A-BAQE 400Y 50Hz",1333,"F1"]
[98742971,"Насос GRUNDFOS","TP 50-80/4-A-F-A-BAQE 400Y 50Hz",1351,"F1"]
[98742941,"Насос GRUNDFOS","TP 50-120/4-A-F-A-BAQE 400Y 50Hz",1376,"F1"]
[98742911,"Насос GRUNDFOS","TP 50-140/4-A-F-A-BAQE 400Y 50Hz",1399,"F1"]
[98743358,"Насос GRUNDFOS","TP 40-110/4-A-F-A-GQQE 400Y 50Hz",1206,"F1"]
[98743318,"Насос GRUNDFOS","TP 40-140/4-A-F-A-GQQE 400Y 50Hz",1388,"F1"]
[98742973,"Насос GRUNDFOS","TP 50-80/4-A-F-A-GQQE 400Y 50Hz",1408,"F1"]
[98742943,"Насос GRUNDFOS","TP 50-120/4-A-F-A-GQQE 400Y 50Hz",1431,"F1"]
[98742913,"Насос GRUNDFOS","TP 50-140/4-A-F-A-GQQE 400Y 50Hz",1455,"F1"]
[98743359,"Насос GRUNDFOS","TP 40-110/4-A-F-B-BAQE 400Y 50Hz",1453,"F1"]
[98743319,"Насос GRUNDFOS","TP 40-140/4-A-F-B-BAQE 400Y 50Hz",1636,"F1"]
[98742974,"Насос GRUNDFOS","TP 50-80/4-A-F-A-BAQE 400Y 50Hz",1700,"F1"]
[98742944,"Насос GRUNDFOS","TP 50-120/4-A-F-A-BAQE 400Y 50Hz",1724,"F1"]
[98742914,"Насос GRUNDFOS","TP 50-140/4-A-F-A-BAQE 400Y 50Hz",1748,"F1"]
[98743726,"Насос GRUNDFOS","TP 125-190/4-A-F-A-BAQE 400D 50Hz",4084,"F1"]
[98743684,"Насос GRUNDFOS","TP 125-230/4-A-F-A-BAQE 400D 50Hz",4522,"F1"]
[98742583,"Насос GRUNDFOS","TP 125-300/4-A-F-A-BAQE 400D 50Hz",5252,"F1"]
[98742559,"Насос GRUNDFOS","TP 125-340/4-A-F-A-BAQE 400D 50Hz",5835,"F1"]
[98742535,"Насос GRUNDFOS","TP 125-400/4-A-F-A-BAQE 400D 50Hz",6419,"F1"]
[98743728,"Насос GRUNDFOS","TP 125-190/4-A-F-A-RUUE/GQQE 1x230 50Hz",4174,"F1"]
[98743686,"Насос GRUNDFOS","TP 125-230/4-A-F-A-RUUE/GQQE 1x230 50Hz",4612,"F1"]
[98742585,"Насос GRUNDFOS","TP 125-300/4-A-F-A-RUUE/GQQE 1x230 50Hz",5341,"F1"]
[98742561,"Насос GRUNDFOS","TP 125-340/4-A-F-A-RUUE/GQQE 1x230 50Hz",5925,"F1"]
[98742537,"Насос GRUNDFOS","TP 125-400/4-A-F-A-RUUE/GQQE 1x230 50Hz",6507,"F1"]
[98743732,"Насос GRUNDFOS","TP 125-190/4-A-F-A-BAQE 400D 50Hz",4841,"F1"]
[98743690,"Насос GRUNDFOS","TP 125-230/4-A-F-A-BAQE 400D 50Hz",5276,"F1"]
[98742589,"Насос GRUNDFOS","TP 125-300/4-A-F-A-BAQE 400D 50Hz",6486,"F1"]
[98742565,"Насос GRUNDFOS","TP 125-340/4-A-F-A-BAQE 400D 50Hz",7067,"F1"]
[98742541,"Насос GRUNDFOS","TP 125-400/4-A-F-A-BAQE 400D 50Hz",7647,"F1"]
[98743274,"Насос GRUNDFOS","TP 40-430/2-A-F-A-BAQE 400D 50Hz",2058,"F1"]
[98743232,"Насос GRUNDFOS","TP 40-530/2-A-F-A-BAQE 400D 50Hz",2191,"F1"]
[98743199,"Насос GRUNDFOS","TP 40-630/2-A-F-A-BAQE 400D 50Hz",2896,"F1"]
[98742869,"Насос GRUNDFOS","TP 50-420/2-A-F-A-BAQE 400D 50Hz",2243,"F1"]
[98742817,"Насос GRUNDFOS","TP 50-540/2-A-F-A-BAQE 400D 50Hz",3036,"F1"]
[98742775,"Насос GRUNDFOS","TP 50-630/2-A-F-A-BAQE 400D 50Hz",3128,"F1"]
[98742432,"Насос GRUNDFOS","TP 65-170/2-A-F-A-BUBE 400Y 50Hz",1331,"F1"]
[98742390,"Насос GRUNDFOS","TP 65-210/2-A-F-A-BUBE 400Y 50Hz",1425,"F1"]
[98742351,"Насос GRUNDFOS","TP 65-250/2-A-F-A-BUBE 400Y 50Hz",1632,"F1"]
[98743276,"Насос GRUNDFOS","TP 40-430/2-A-F-A-RUUE/GQQE 400D 50Hz",2115,"F1"]
[98743234,"Насос GRUNDFOS","TP 40-530/2-A-F-A-RUUE/GQQE 400D 50Hz",2246,"F1"]
[98743201,"Насос GRUNDFOS","TP 40-630/2-A-F-A-RUUE/GQQE 400D 50Hz",2951,"F1"]
[98742871,"Насос GRUNDFOS","TP 50-420/2-A-F-A-RUUE/GQQE 400D 50Hz",2300,"F1"]
[98742819,"Насос GRUNDFOS","TP 50-540/2-A-F-A-RUUE/GQQE 400D 50Hz",3091,"F1"]
[98742777,"Насос GRUNDFOS","TP 50-630/2-A-F-A-RUUE/GQQE 400D 50Hz",3182,"F1"]
[98742434,"Насос GRUNDFOS","TP 65-170/2-A-F-A-RUUE/GQQE 400Y 50Hz",1388,"F1"]
[98742392,"Насос GRUNDFOS","TP 65-210/2-A-F-A-RUUE/GQQE 400Y 50Hz",1482,"F1"]
[98742353,"Насос GRUNDFOS","TP 65-250/2-A-F-A-RUUE/GQQE 400Y 50Hz",1689,"F1"]
[98743280,"Насос GRUNDFOS","TP 40-430/2-A-F-A-BAQE 400D 50Hz",2364,"F1"]
[98743238,"Насос GRUNDFOS","TP 40-530/2-A-F-A-BAQE 400D 50Hz",2497,"F1"]
[98743205,"Насос GRUNDFOS","TP 40-630/2-A-F-A-RUUE/GQQE 400D 50Hz",3194,"F1"]
[98742875,"Насос GRUNDFOS","TP 50-420/2-A-F-A-BAQE 400D 50Hz",2593,"F1"]
[98742823,"Насос GRUNDFOS","TP 50-540/2-A-F-A-BAQE 400D 50Hz",3388,"F1"]
[98742781,"Насос GRUNDFOS","TP 50-630/2-A-F-A-BAQE 400D 50Hz",3466,"F1"]
[98742438,"Насос GRUNDFOS","TP 65-170/2-A-F-A-BAQE 400D 50Hz",1518,"F1"]
[98742396,"Насос GRUNDFOS","TP 65-210/2-A-F-A-BAQE 400D 50Hz",1613,"F1"]
[98742357,"Насос GRUNDFOS","TP 65-250/2-A-F-A-BAQE 400D 50Hz",1819,"F1"]
[98743804,"Насос GRUNDFOS","TPD 125-80/6-A-F-A-BAQE 400D 50Hz",6190,"F1"]
[98743780,"Насос GRUNDFOS","TPD 125-100/6-A-F-A-BAQE 400D 50Hz",6648,"F1"]
[98742661,"Насос GRUNDFOS","TPD 125-130/6-A-F-A-BAQE 400D 50Hz",7589,"F1"]
[98742637,"Насос GRUNDFOS","TPD 125-160/6-A-F-A-BAQE 400D 50Hz",1022,"F1"]
[98743806,"Насос GRUNDFOS","TPD 125-80/6-A-F-A-GQQE 400D 50Hz",6374,"F1"]
[98743782,"Насос GRUNDFOS","TPD 125-100/6-A-F-A-GQQE 400D 50Hz",6828,"F1"]
[98742663,"Насос GRUNDFOS","TPD 125-130/6-A-F-A-GQQE 400D 50Hz",7770,"F1"]
[98742639,"Насос GRUNDFOS","TPD 125-160/6-A-F-A-GQQE 400D 50Hz",10205,"F1"]
[98743810,"Насос GRUNDFOS","TPD 125-80/6-A-F-A-BAQE 400D 50Hz",7634,"F1"]
[98743786,"Насос GRUNDFOS","TPD 125-100/6-A-F-A-BAQE 400D 50Hz",8211,"F1"]
[98742667,"Насос GRUNDFOS","TPD 125-130/6-A-F-A-BAQE 400D 50Hz",10051,"F1"]
[98742643,"Насос GRUNDFOS","TPD 125-160/6-A-F-A-BAQE 400D 50Hz",12363,"F1"]
[98743362,"Насос GRUNDFOS","TPD 40-110/4-A-F-A-BAQE 400Y 50Hz",2302,"F1"]
[98743332,"Насос GRUNDFOS","TPD 40-140/4-A-F-A-BAQE 400Y 50Hz",2668,"F1"]
[98742977,"Насос GRUNDFOS","TPD 50-80/4-A-F-A-BAQE 400Y 50Hz",2679,"F1"]
[98742947,"Насос GRUNDFOS","TPD 50-120/4-A-F-A-BAQE 400Y 50Hz",2725,"F1"]
[98742917,"Насос GRUNDFOS","TPD 50-140/4-A-F-A-BAQE 400Y 50Hz",2771,"F1"]
[98743738,"Насос GRUNDFOS","TPD 125-190/4-A-F-A-BAQE 400D 50Hz",7767,"F1"]
[98743696,"Насос GRUNDFOS","TPD 125-230/4-A-F-A-BAQE 400D 50Hz",8599,"F1"]
[98742595,"Насос GRUNDFOS","TPD 125-300/4-A-F-A-BAQE 400D 50Hz",9985,"F1"]
[98742571,"Насос GRUNDFOS","TPD 125-340/4-A-F-A-BAQE 400D 50Hz",11095,"F1"]
[98742547,"Насос GRUNDFOS","TPD 125-400/4-A-F-A-BAQE 400D 50Hz",12204,"F1"]
[98743364,"Насос GRUNDFOS","TPD 40-110/4-A-F-A-RUUE/GQQE 400Y 50Hz",2413,"F1"]
[98743334,"Насос GRUNDFOS","TPD 40-140/4-A-F-A-RUUE/GQQE 400Y 50Hz",2780,"F1"]
[98742979,"Насос GRUNDFOS","TPD 50-80/4-A-F-A-RUUE/GQQE 400Y 50Hz",2790,"F1"]
[98742949,"Насос GRUNDFOS","TPD 50-120/4-A-F-A-RUUE/GQQE 400Y 50Hz",2837,"F1"]
[98742919,"Насос GRUNDFOS","TPD 50-140/4-A-F-A-RUUE/GQQE 400Y 50Hz",2884,"F1"]
[98743740,"Насос GRUNDFOS","TPD 125-190/4-A-F-A-RUUE/GQQE 400D 50Hz",7946,"F1"]
[98743698,"Насос GRUNDFOS","TPD 125-230/4-A-F-A-RUUE/GQQE 400D 50Hz",8778,"F1"]
[98742597,"Насос GRUNDFOS","TPD 125-300/4-A-F-A-RUUE/GQQE 400D 50Hz",10165,"F1"]
[98742573,"Насос GRUNDFOS","TPD 125-340/4-A-F-A-RUUE/GQQE 400D 50Hz",11275,"F1"]
[98742549,"Насос GRUNDFOS","TPD 125-400/4-A-F-A-RUUE/GQQE 400D 50Hz",12384,"F1"]
[98743365,"Насос GRUNDFOS","TPD 40-110/4-A-F-A-BAQE 400Y 50Hz",2914,"F1"]
[98743335,"Насос GRUNDFOS","TPD 40-140/4-A-F-A-BAQE 400Y 50Hz",3280,"F1"]
[98742980,"Насос GRUNDFOS","TPD 50-80/4-A-F-A-BAQE 400Y 50Hz",3375,"F1"]
[98742950,"Насос GRUNDFOS","TPD 50-120/4-A-F-A-BAQE 400Y 50Hz",3422,"F1"]
[98742920,"Насос GRUNDFOS","TPD 50-140/4-A-F-A-BAQE 400Y 50Hz",3469,"F1"]
[98743744,"Насос GRUNDFOS","TPD 125-190/4-A-F-A-BAQE 400D 50Hz",9330,"F1"]
[98743702,"Насос GRUNDFOS","TPD 125-230/4-A-F-A-BAQE 400D 50Hz",10163,"F1"]
[98742601,"Насос GRUNDFOS","TPD 125-300/4-A-F-A-BAQE 400D 50Hz",12521,"F1"]
[98742577,"Насос GRUNDFOS","TPD 125-340/4-A-F-A-BAQE 400D 50Hz",13630,"F1"]
[98742553,"Насос GRUNDFOS","TPD 125-400/4-A-F-A-BAQE 400D 50Hz",14740,"F1"]
[98743286,"Насос GRUNDFOS","TPD 40-430/2-A-F-A-BAQE 400D 50Hz",4079,"F1"]
[98743244,"Насос GRUNDFOS","TPD 40-530/2-A-F-A-BAQE 400D 50Hz",4342,"F1"]
[98743211,"Насос GRUNDFOS","TPD 40-630/2-A-F-A-BAQE 400D 50Hz",5503,"F1"]
[98743288,"Насос GRUNDFOS","TPD 40-430/2-A-F-A-RUUE/GQQE 400D 50Hz",4193,"F1"]
[98743246,"Насос GRUNDFOS","TPD 40-530/2-A-F-A-RUUE/GQQE 400D 50Hz",4453,"F1"]
[98743213,"Насос GRUNDFOS","TPD 40-630/2-A-F-A-RUUE/GQQE 400D 50Hz",5612,"F1"]
[98743292,"Насос GRUNDFOS","TPD 40-430/2-A-F-A-BAQE 400D 50Hz",4692,"F1"]
[98743250,"Насос GRUNDFOS","TPD 40-530/2-A-F-A-BAQE 400D 50Hz",4954,"F1"]
[98743217,"Насос GRUNDFOS","TPD 40-630/2-A-F-A-BAQE 400D 50Hz",6098,"F1"]
[98742881,"Насос GRUNDFOS","TPD 50-420/2-A-F-A-BAQE 400D 50Hz",4402,"F1"]
[98742829,"Насос GRUNDFOS","TPD 50-540/2-A-F-A-BAQE 400D 50Hz",5956,"F1"]
[98742787,"Насос GRUNDFOS","TPD 50-630/2-A-F-A-BAQE 400D 50Hz",6007,"F1"]
[98742444,"Насос GRUNDFOS","TPD 65-170/2-A-F-A-BUBE 400Y 50Hz",2637,"F1"]
[98742402,"Насос GRUNDFOS","TPD 65-210/2-A-F-A-BUBE 400Y 50Hz",2825,"F1"]
[98742363,"Насос GRUNDFOS","TPD 65-250/2-A-F-A-BUBE 400Y 50Hz",3232,"F1"]
[98742883,"Насос GRUNDFOS","TPD 50-420/2-A-F-A-RUUE/GQQE 400D 50Hz",4513,"F1"]
[98742831,"Насос GRUNDFOS","TPD 50-540/2-A-F-A-RUUE/GQQE 400D 50Hz",6066,"F1"]
[98742789,"Насос GRUNDFOS","TPD 50-630/2-A-F-A-RUUE/GQQE 400D 50Hz",6117,"F1"]
[98742446,"Насос GRUNDFOS","TPD 65-170/2-A-F-A-RUUE/GQQE 400Y 50Hz",2748,"F1"]
[98742404,"Насос GRUNDFOS","TPD 65-210/2-A-F-A-RUUE/GQQE 400Y 50Hz",2936,"F1"]
[98742365,"Насос GRUNDFOS","TPD 65-250/2-A-F-A-RUUE/GQQE 400Y 50Hz",3345,"F1"]
[98742887,"Насос GRUNDFOS","TPD 50-420/2-A-F-A-BAQE 400D 50Hz",5092,"F1"]
[98742835,"Насос GRUNDFOS","TPD 50-540/2-A-F-A-BAQE 400D 50Hz",6646,"F1"]
[98742793,"Насос GRUNDFOS","TPD 50-630/2-A-F-A-BAQE 400D 50Hz",6691,"F1"]
[98742450,"Насос GRUNDFOS","TPD 65-170/2-A-F-A-BAQE 400Y 50Hz",3013,"F1"]
[98742408,"Насос GRUNDFOS","TPD 65-210/2-A-F-A-BAQE 400Y 50Hz",3201,"F1"]
[98742369,"Насос GRUNDFOS","TPD 65-250/2-A-F-A-BAQE 400Y 50Hz",3609,"F1"]
[98743383,"Насос GRUNDFOS","TPE 40-110/4-S-A-F-A-BAQE 1X230 50HZ",2726,"F2"]
[98742998,"Насос GRUNDFOS","TPE 50-80/4-S-A-F-A-BAQE 1X230 50HZ",2901,"F2"]
[98743385,"Насос GRUNDFOS","TPE 40-110/4-S-A-F-A-RUUE/GQQE 1X230 50HZ",2787,"F2"]
[98743000,"Насос GRUNDFOS","TPE 50-80/4-S-A-F-A-RUUE/GQQE 3X400 50HZ",2960,"F2"]
[98743380,"Насос GRUNDFOS","TPE 40-110/4-S-A-F-A-BAQE 3X400 50HZ",3035,"F2"]
[98743344,"Насос GRUNDFOS","TPE 40-140/4-S-A-F-A-BAQE 3X400 50HZ",3573,"F2"]
[98742995,"Насос GRUNDFOS","TPE 50-80/4-S-A-F-A-BAQE 3X400 50HZ",3192,"F2"]
[98742959,"Насос GRUNDFOS","TPE 50-120/4-S-A-F-A-BAQE 3X400 50HZ",3500,"F2"]
[98742929,"Насос GRUNDFOS","TPE 50-140/4-S-A-F-A-BAQE 3X400 50HZ",3816,"F2"]
[96275823,"Насос GRUNDFOS","TPE 50-190/4-S-A-F-A-BAQE 3X400 50HZ",4138,"F2"]
[96275829,"Насос GRUNDFOS","TPE 50-230/4-S-A-F-A-BAQE 3X400 50HZ",4521,"F2"]
[98743382,"Насос GRUNDFOS","TPE 40-110/4-S-A-F-A-GQQE 3X400 50HZ",3081,"F2"]
[98743346,"Насос GRUNDFOS","TPE 40-140/4-S-A-F-A-GQQE 3X400 50HZ",3634,"F2"]
[98742997,"Насос GRUNDFOS","TPE 50-80/4-S-A-F-A-GQQE 3X400 50HZ",3252,"F2"]
[98742961,"Насос GRUNDFOS","TPE 50-120/4-S-A-F-A-GQQE 3X400 50HZ",3559,"F2"]
[98742931,"Насос GRUNDFOS","TPE 50-140/4-S-A-F-A-GQQE 3X400 50HZ",3875,"F2"]
[96275825,"Насос GRUNDFOS","TPE 50-190/4-S-A-F-A-GQQE 3X400 50HZ",4198,"F2"]
[96275831,"Насос GRUNDFOS","TPE 50-230/4-S-A-F-A-GQQE 3X400 50HZ",4580,"F2"]
[98743756,"Насос GRUNDFOS","TPE 125-190/4-S-A-F-A-BAQE 3x400 50Hz",8604,"F2"]
[98743714,"Насос GRUNDFOS","TPE 125-230/4-S-A-F-A-BAQE 3x400 50Hz",9660,"F2"]
[98742613,"Насос GRUNDFOS","TPE 125-300/4-S-A-F-A-BAQE 3x400 50Hz",11269,"F2"]
[98743758,"Насос GRUNDFOS","TPE 125-190/4-S-A-F-A-GQQE 3x400 50Hz",8701,"F2"]
[98743716,"Насос GRUNDFOS","TPE 125-230/4-S-A-F-A-GQQE 3x400 50Hz",9750,"F2"]
[98742615,"Насос GRUNDFOS","TPE 125-300/4-S-A-F-A-GQQE 3x400 50Hz",11370,"F2"]
[98743304,"Насос GRUNDFOS","TPE 40-430/2-S-A-F-A-BAQE 3x400 50Hz",5342,"F2"]
[98743262,"Насос GRUNDFOS","TPE 40-530/2-S-A-F-A-BAQE 3x400 50Hz",5838,"F2"]
[98743229,"Насос GRUNDFOS","TPE 40-630/2-S-A-F-A-BAQE 3x400 50Hz",7290,"F2"]
[98742899,"Насос GRUNDFOS","TPE 50-420/2-S-A-F-A-BAQE 3x400 50Hz",5894,"F2"]
[98742857,"Насос GRUNDFOS","TPE 50-540/2-S-A-F-A-BAQE 3x400 50Hz",7169,"F2"]
[98742805,"Насос GRUNDFOS","TPE 50-630/2-S-A-F-A-BAQE 3x400 50Hz",8146,"F2"]
[98743306,"Насос GRUNDFOS","TPE 40-430/2-S-A-F-A-GQQE 3x400 50Hz",5402,"F2"]
[98743264,"Насос GRUNDFOS","TPE 40-530/2-S-A-F-A-GQQE 3x400 50Hz",5898,"F2"]
[98743231,"Насос GRUNDFOS","TPE 40-630/2-S-A-F-A-GQQE 3x400 50Hz",7350,"F2"]
[98742901,"Насос GRUNDFOS","TPE 50-420/2-S-A-F-A-GQQE 3x400 50Hz",5955,"F2"]
[98742859,"Насос GRUNDFOS","TPE 50-540/2-S-A-F-A-GQQE 3x400 50Hz",7228,"F2"]
[98742807,"Насос GRUNDFOS","TPE 50-630/2-S-A-F-A-GQQE 3x400 50Hz",8206,"F2"]
[98742462,"Насос GRUNDFOS","TPE 65-170/2-S-A-F-A-BUBE 3X400 50HZ",3873,"F2"]
[98742420,"Насос GRUNDFOS","TPE 65-210/2-S-A-F-A-BUBE 3X400 50HZ",4065,"F2"]
[98742378,"Насос GRUNDFOS","TPE 65-250/2-S-A-F-A-BUBE 3X400 50HZ",4626,"F2"]
[98742464,"Насос GRUNDFOS","TPE 65-170/2-S-A-F-A-RUUE 3X400 50HZ",3934,"F2"]
[98742422,"Насос GRUNDFOS","TPE 65-210/2-S-A-F-A-RUUE 3X400 50HZ",4126,"F2"]
[98742380,"Насос GRUNDFOS","TPE 65-250/2-S-A-F-A-RUUE 3X400 50HZ",4685,"F2"]
[98743401,"Насос GRUNDFOS","TPED 40-110/4-S-A-F-A-BAQE 1X230 50HZ",4803,"F2"]
[98743016,"Насос GRUNDFOS","TPED 50-80/4-S-A-F-A-BAQE 1X230 50HZ",5207,"F2"]
[98743403,"Насос GRUNDFOS","TPED 40-110/4-S-A-F-A-GQQE 1X230 50HZ",4923,"F2"]
[98743018,"Насос GRUNDFOS","TPED 50-80/4-S-A-F-A-GQQE 1X230 50HZ",5326,"F2"]
[98743398,"Насос GRUNDFOS","TPED 40-110/4-S-A-F-A-BAQE 3X400 50HZ",5391,"F2"]
[98743353,"Насос GRUNDFOS","TPED 40-140/4-S-A-F-A-BAQE 3X400 50HZ",6288,"F2"]
[98743013,"Насос GRUNDFOS","TPED 50-80/4-S-A-F-A-BAQE 3X400 50HZ",5794,"F2"]
[98742968,"Насос GRUNDFOS","TPED 50-120/4-S-A-F-A-BAQE 3X400 50HZ",6349,"F2"]
[98742938,"Насос GRUNDFOS","TPED 50-140/4-S-A-F-A-BAQE 3X400 50HZ",7016,"F2"]
[98743400,"Насос GRUNDFOS","TPED 40-110/4-S-A-F-A-GQQE 3X400 50HZ",5512,"F2"]
[98743355,"Насос GRUNDFOS","TPED 40-140/4-S-A-F-A-GQQE 3X400 50HZ",6407,"F2"]
[98743015,"Насос GRUNDFOS","TPED 50-80/4-S-A-F-A-GQQE 3X400 50HZ",5915,"F2"]
[98742970,"Насос GRUNDFOS","TPED 50-120/4-S-A-F-A-GQQE 3X400 50HZ",6468,"F2"]
[98742940,"Насос GRUNDFOS","TPED 50-140/4-S-A-F-A-GQQE 3X400 50HZ",7136,"F2"]
[98743765,"Насос GRUNDFOS","TPED 125-190/4-S-A-F-A-BAQE 3x400 50Hz",15651,"F2"]
[98743723,"Насос GRUNDFOS","TPED 125-230/4-S-A-F-A-BAQE 3x400 50Hz",17630,"F2"]
[98742622,"Насос GRUNDFOS","TPED 125-300/4-S-A-F-A-BAQE 3x400 50Hz",20674,"F2"]
[98743767,"Насос GRUNDFOS","TPED 125-190/4-S-A-F-A-GQQE 3x400 50Hz",15841,"F2"]
[98743725,"Насос GRUNDFOS","TPED 125-230/4-S-A-F-A-GQQE 3x400 50Hz",17911,"F2"]
[98742624,"Насос GRUNDFOS","TPED 125-300/4-S-A-F-A-GQQE 3x400 50Hz",20870,"F2"]
[98743313,"Насос GRUNDFOS","TPED 40-430/2-S-A-F-A-BAQE 3x400 50Hz",10018,"F2"]
[98743271,"Насос GRUNDFOS","TPED 40-530/2-S-A-F-A-BAQE 3x400 50Hz",11005,"F2"]
[98742908,"Насос GRUNDFOS","TPED 50-420/2-S-A-F-A-BAQE 3x400 50Hz",11115,"F2"]
[98742866,"Насос GRUNDFOS","TPED 50-540/2-S-A-F-A-BAQE 3x400 50Hz",14066,"F2"]
[98742814,"Насос GRUNDFOS","TPED 50-630/2-S-A-F-A-BAQE 3x400 50Hz",15322,"F2"]
[98742471,"Насос GRUNDFOS","TPED 65-170/2-S-A-F-A-BUBE 3X400 50HZ",7080,"F2"]
[98742429,"Насос GRUNDFOS","TPED 65-210/2-S-A-F-A-BUBE 3X400 50HZ",7481,"F2"]
[98742387,"Насос GRUNDFOS","TPED 65-250/2-S-A-F-A-BUBE 3X400 50HZ",8594,"F2"]
[98743315,"Насос GRUNDFOS","TPED 40-430/2-S-A-F-A-GQQE 3x400 50Hz",10137,"F2"]
[98743273,"Насос GRUNDFOS","TPED 40-530/2-S-A-F-A-GQQE 3x400 50Hz",11123,"F2"]
[98742910,"Насос GRUNDFOS","TPED 50-420/2-S-A-F-A-GQQE 3x400 50Hz",11235,"F2"]
[98742868,"Насос GRUNDFOS","TPED 50-540/2-S-A-F-A-GQQE 3x400 50Hz",14189,"F2"]
[98742816,"Насос GRUNDFOS","TPED 50-630/2-S-A-F-A-GQQE 3x400 50Hz",15442,"F2"]
[98742473,"Насос GRUNDFOS","TPED 65-170/2-S-A-F-A-RUUE 3X400 50HZ",7204,"F2"]
[98742431,"Насос GRUNDFOS","TPED 65-210/2-S-A-F-A-RUUE 3X400 50HZ",7601,"F2"]
[98742389,"Насос GRUNDFOS","TPED 65-250/2-S-A-F-A-RUUE 3X400 50HZ",8713,"F2"]
[98743374,"Насос GRUNDFOS","TPE 40-110/4-A-F-A-BAQE 1X230 50HZ",2102,"F2"]
[98742989,"Насос GRUNDFOS","TPE 50-80/4-A-F-A-BAQE 1X230 50HZ",2283,"F2"]
[98743376,"Насос GRUNDFOS","TPE 40-110/4-A-F-A-GQQE 1X230 50HZ",2161,"F2"]
[98742991,"Насос GRUNDFOS","TPE 50-80/4-A-F-A-GQQE 1X230 50HZ",2342,"F2"]
[98743368,"Насос GRUNDFOS","TPE 40-110/4-A-F-A-BAQE 3X400 50HZ",2396,"F2"]
[98743338,"Насос GRUNDFOS","TPE 40-140/4-A-F-A-BAQE 3X400 50HZ",2850,"F2"]
[98742983,"Насос GRUNDFOS","TPE 50-80/4-A-F-A-BAQE 3X400 50HZ",2574,"F2"]
[98742953,"Насос GRUNDFOS","TPE 50-120/4-A-F-A-BAQE 3X400 50HZ",2881,"F2"]
[98742923,"Насос GRUNDFOS","TPE 50-140/4-A-F-A-BAQE 3X400 50HZ",3214,"F2"]
[98743370,"Насос GRUNDFOS","TPE 40-110/4-A-F-A-GQQE 3X400 50HZ",2456,"F2"]
[98743340,"Насос GRUNDFOS","TPE 40-140/4-A-F-A-GQQE 3X400 50HZ",2910,"F2"]
[98742985,"Насос GRUNDFOS","TPE 50-80/4-A-F-A-GQQE 3X400 50HZ",2633,"F2"]
[98742955,"Насос GRUNDFOS","TPE 50-120/4-A-F-A-GQQE 3X400 50HZ",2941,"F2"]
[98742925,"Насос GRUNDFOS","TPE 50-140/4-A-F-A-GQQE 3X400 50HZ",3273,"F2"]
[98743750,"Насос GRUNDFOS","TPE 125-190/4-A-F-A-BAQE 3x400 50Hz",7967,"F2"]
[98743708,"Насос GRUNDFOS","TPE 125-230/4-A-F-A-BAQE 3x400 50Hz",9052,"F2"]
[98742607,"Насос GRUNDFOS","TPE 125-300/4-A-F-A-BAQE 3x400 50Hz",10612,"F2"]
[98743752,"Насос GRUNDFOS","TPE 125-190/4-A-F-A-GQQE 3x400 50Hz",8065,"F2"]
[98743710,"Насос GRUNDFOS","TPE 125-230/4-A-F-A-GQQE 3x400 50Hz",9151,"F2"]
[98742609,"Насос GRUNDFOS","TPE 125-300/4-A-F-A-GQQE 3x400 50Hz",10713,"F2"]
[98743298,"Насос GRUNDFOS","TPE 40-430/2-A-F-A-BAQE 3x400 50Hz",4724,"F2"]
[98743256,"Насос GRUNDFOS","TPE 40-530/2-A-F-A-BAQE 3x400 50Hz",5217,"F2"]
[98743223,"Насос GRUNDFOS","TPE 40-630/2-A-F-A-BAQE 3x400 50Hz",6666,"F2"]
[98742893,"Насос GRUNDFOS","TPE 50-420/2-A-F-A-BAQE 3x400 50Hz",5273,"F2"]
[98742851,"Насос GRUNDFOS","TPE 50-540/2-A-F-A-BAQE 3x400 50Hz",6548,"F2"]
[98742799,"Насос GRUNDFOS","TPE 50-630/2-A-F-A-BAQE 3x400 50Hz",7523,"F2"]
[98743300,"Насос GRUNDFOS","TPE 40-430/2-A-F-A-GQQE 3x400 50Hz",4783,"F2"]
[98743258,"Насос GRUNDFOS","TPE 40-530/2-A-F-A-GQQE 3x400 50Hz",5276,"F2"]
[98743225,"Насос GRUNDFOS","TPE 40-630/2-A-F-A-GQQE 3x400 50Hz",6726,"F2"]
[98742895,"Насос GRUNDFOS","TPE 50-420/2-A-F-A-GQQE 3x400 50Hz",5334,"F2"]
[98742853,"Насос GRUNDFOS","TPE 50-540/2-A-F-A-GQQE 3x400 50Hz",6607,"F2"]
[98742801,"Насос GRUNDFOS","TPE 50-630/2-A-F-A-GQQE 3x400 50Hz",7583,"F2"]
[98742456,"Насос GRUNDFOS","TPE 65-170/2-A-F-A-BUBE 3X400 50HZ",3280,"F2"]
[98742414,"Насос GRUNDFOS","TPE 65-210/2-A-F-A-BUBE 3X400 50HZ",3461,"F2"]
[98742372,"Насос GRUNDFOS","TPE 65-250/2-A-F-A-BUBE 3X400 50HZ",4021,"F2"]
[98742458,"Насос GRUNDFOS","TPE 65-170/2-A-F-A-RUUE 3X400 50HZ",3343,"F2"]
[98742416,"Насос GRUNDFOS","TPE 65-210/2-A-F-A-RUUE 3X400 50HZ",3521,"F2"]
[98742374,"Насос GRUNDFOS","TPE 65-250/2-A-F-A-RUUE 3X400 50HZ",4081,"F2"]
[98743392,"Насос GRUNDFOS","TPED 40-110/4-A-F-A-BAQE 1X230 50HZ",4137,"F2"]
[98743007,"Насос GRUNDFOS","TPED 50-80/4-A-F-A-BAQE 1X230 50HZ",4536,"F2"]
[98743394,"Насос GRUNDFOS","TPED 40-110/4-A-F-A-GQQE 1X230 50HZ",4256,"F2"]
[98743009,"Насос GRUNDFOS","TPED 50-80/4-A-F-A-GQQE 1X230 50HZ",4655,"F2"]
[98743386,"Насос GRUNDFOS","TPED 40-110/4-A-F-A-BAQE 3X400 50HZ",4719,"F2"]
[98743347,"Насос GRUNDFOS","TPED 40-140/4-A-F-A-BAQE 3X400 50HZ",5670,"F2"]
[98743001,"Насос GRUNDFOS","TPED 50-80/4-A-F-A-BAQE 3X400 50HZ",5119,"F2"]
[98742962,"Насос GRUNDFOS","TPED 50-120/4-A-F-A-BAQE 3X400 50HZ",5731,"F2"]
[98742932,"Насос GRUNDFOS","TPED 50-140/4-A-F-A-BAQE 3X400 50HZ",6395,"F2"]
[98743388,"Насос GRUNDFOS","TPED 40-110/4-A-F-A-GQQE 3X400 50HZ",4838,"F2"]
[98743349,"Насос GRUNDFOS","TPED 40-140/4-A-F-A-GQQE 3X400 50HZ",5789,"F2"]
[98743003,"Насос GRUNDFOS","TPED 50-80/4-A-F-A-GQQE 3X400 50HZ",5238,"F2"]
[98742964,"Насос GRUNDFOS","TPED 50-120/4-A-F-A-GQQE 3X400 50HZ",5850,"F2"]
[98742934,"Насос GRUNDFOS","TPED 50-140/4-A-F-A-GQQE 3X400 50HZ",6514,"F2"]
[98743759,"Насос GRUNDFOS","TPED 125-190/4-A-F-A-BAQE 3x400 50Hz",15483,"F2"]
[98743717,"Насос GRUNDFOS","TPED 125-230/4-A-F-A-BAQE 3x400 50Hz",17603,"F2"]
[98742616,"Насос GRUNDFOS","TPED 125-300/4-A-F-A-BAQE 3x400 50Hz",20135,"F2"]
[98743761,"Насос GRUNDFOS","TPED 125-190/4-A-F-A-GQQE 3x400 50Hz",15680,"F2"]
[98743719,"Насос GRUNDFOS","TPED 125-230/4-A-F-A-GQQE 3x400 50Hz",17800,"F2"]
[98742618,"Насос GRUNDFOS","TPED 125-300/4-A-F-A-GQQE 3x400 50Hz",20322,"F2"]
[98743307,"Насос GRUNDFOS","TPED 40-430/2-A-F-A-BAQE 3x400 50Hz",9400,"F2"]
[98743265,"Насос GRUNDFOS","TPED 40-530/2-A-F-A-BAQE 3x400 50Hz",10383,"F2"]
[98742902,"Насос GRUNDFOS","TPED 50-420/2-A-F-A-BAQE 3x400 50Hz",10494,"F2"]
[98742860,"Насос GRUNDFOS","TPED 50-540/2-A-F-A-BAQE 3x400 50Hz",13426,"F2"]
[98742808,"Насос GRUNDFOS","TPED 50-630/2-A-F-A-BAQE 3x400 50Hz",15069,"F2"]
[98742465,"Насос GRUNDFOS","TPED 65-170/2-A-F-A-BUBE 3X400 50HZ",6469,"F2"]
[98742423,"Насос GRUNDFOS","TPED 65-210/2-A-F-A-BUBE 3X400 50HZ",6894,"F2"]
[98742381,"Насос GRUNDFOS","TPED 65-250/2-A-F-A-BUBE 3X400 50HZ",8008,"F2"]
[98743309,"Насос GRUNDFOS","TPED 40-430/2-A-F-A-GQQE 3x400 50Hz",9519,"F2"]
[98743267,"Насос GRUNDFOS","TPED 40-530/2-A-F-A-GQQE 3x400 50Hz",10502,"F2"]
[98742904,"Насос GRUNDFOS","TPED 50-420/2-A-F-A-GQQE 3x400 50Hz",10614,"F2"]
[98742862,"Насос GRUNDFOS","TPED 50-540/2-A-F-A-GQQE 3x400 50Hz",13548,"F2"]
[98742810,"Насос GRUNDFOS","TPED 50-630/2-A-F-A-GQQE 3x400 50Hz",15193,"F2"]
[98742467,"Насос GRUNDFOS","TPED 65-170/2-A-F-A-RUUE 3X400 50HZ",6593,"F2"]
[98742425,"Насос GRUNDFOS","TPED 65-210/2-A-F-A-RUUE 3X400 50HZ",7014,"F2"]
[98742383,"Насос GRUNDFOS","TPED 65-250/2-A-F-A-RUUE 3X400 50HZ",8129,"F2"]
[98744288,"Насос GRUNDFOS","NB100-160/160-156 A-F-A-BAQE",4506,"F3"]
[98744287,"Насос GRUNDFOS","NB100-160/169 A-F-A-BAQE",5252,"F3"]
[98744286,"Насос GRUNDFOS","NB100-160/176 A-F-A-BAQE",5653,"F3"]
[98744260,"Насос GRUNDFOS","NB100-250/205 A-F-A-BAQE",8331,"F3"]
[98744259,"Насос GRUNDFOS","NB100-250/229 A-F-A-BAQE",10105,"F3"]
[98744258,"Насос GRUNDFOS","NB100-250/242 A-F-A-BAQE",11365,"F3"]
[98744257,"Насос GRUNDFOS","NB100-250/258 A-F-A-BAQE",16097,"F3"]
[98744256,"Насос GRUNDFOS","NB100-250/269 A-F-A-BAQE",18215,"F3"]
[98744273,"Насос GRUNDFOS","NB125-200/180-156 A-F-A-BAQE",7517,"F3"]
[98744272,"Насос GRUNDFOS","NB125-200/196-166 A-F-A-BAQE",8734,"F3"]
[98744271,"Насос GRUNDFOS","NB125-200/205 A-F-A-BAQE",10274,"F3"]
[98744270,"Насос GRUNDFOS","NB125-200/219 A-F-A-BAQE",11555,"F3"]
[98744269,"Насос GRUNDFOS","NB125-200/224 A-F-A-BAQE",16373,"F3"]
[98744280,"Насос GRUNDFOS","NB150-250/226-220 A-F-A-BAQE",19328,"F3"]
[98744279,"Насос GRUNDFOS","NB150-250/235 A-F-A-BAQE",21917,"F3"]
[98744278,"Насос GRUNDFOS","NB150-250/250 A-F-A-BAQE",25088,"F3"]
[98744291,"Насос GRUNDFOS","NB100-160/160-140 A-F-A-BAQE",1999,"F3"]
[98744290,"Насос GRUNDFOS","NB100-160/169 A-F-A-BAQE",2062,"F3"]
[98744289,"Насос GRUNDFOS","NB100-160/176 A-F-A-BAQE",2178,"F3"]
[98744263,"Насос GRUNDFOS","NB100-250/215 A-F-A-BAQE",3650,"F3"]
[98744262,"Насос GRUNDFOS","NB100-250/245 A-F-A-BAQE",4325,"F3"]
[98744261,"Насос GRUNDFOS","NB100-250/269 A-F-A-BAQE",4630,"F3"]
[98744268,"Насос GRUNDFOS","NB100-400/315 A-F-A-BAQE",7041,"F3"]
[98744267,"Насос GRUNDFOS","NB100-400/360 A-F-A-BAQE",8231,"F3"]
[98744266,"Насос GRUNDFOS","NB100-400/385 A-F-A-BAQE",9306,"F3"]
[98744265,"Насос GRUNDFOS","NB100-400/410 A-F-A-BAQE",10244,"F3"]
[98744264,"Насос GRUNDFOS","NB100-400/415 A-F-A-BAQE",11376,"F3"]
[98744277,"Насос GRUNDFOS","NB125-200/176-154 A-F-A-BAQE",3311,"F3"]
[98744276,"Насос GRUNDFOS","NB125-200/196-194 A-F-A-BAQE",3609,"F3"]
[98744275,"Насос GRUNDFOS","NB125-200/219 A-F-A-BAQE",4279,"F3"]
[98744274,"Насос GRUNDFOS","NB125-200/224 A-F-A-BAQE",4608,"F3"]
[98777367,"Насос GRUNDFOS","NB100-160/160-140 A-F-A-BAQE",1704,"F3"]
[98757157,"Насос GRUNDFOS","NB100-160/169 A-F-A-BAQE",1926,"F3"]
[98757156,"Насос GRUNDFOS","NB100-160/176 A-F-A-BAQE",2013,"F3"]
[98359869,"Насос GRUNDFOS","NB100-200/182 A-F-A-BAQE",2183,"F3"]
[98747504,"Насос GRUNDFOS","NB100-250/216 A-F-A-BAQE",2397,"F3"]
[98747503,"Насос GRUNDFOS","NB100-250/236 A-F-A-BAQE",2749,"F3"]
[98747502,"Насос GRUNDFOS","NB100-250/260 A-F-A-BAQE",2954,"F3"]
[98747501,"Насос GRUNDFOS","NB100-250/269 A-F-A-BAQE",3411,"F3"]
[98777349,"Насос GRUNDFOS","NB100-400/340 A-F-A-BAQE",5276,"F3"]
[98777348,"Насос GRUNDFOS","NB100-400/385 A-F-A-BAQE",6097,"F3"]
[98777347,"Насос GRUNDFOS","NB100-400/415 A-F-A-BAQE",6771,"F3"]
[98757152,"Насос GRUNDFOS","NB125-200/176-154 A-F-A-BAQE",2613,"F3"]
[98757151,"Насос GRUNDFOS","NB125-200/196-194 A-F-A-BAQE",2677,"F3"]
[98757150,"Насос GRUNDFOS","NB125-200/215 A-F-A-BAQE",2982,"F3"]
[98757149,"Насос GRUNDFOS","NB125-200/224 A-F-A-BAQE",3067,"F3"]
[98618938,"Насос GRUNDFOS","NB150-200/210-170 A-F-A-BAQE",3399,"F3"]
[98757155,"Насос GRUNDFOS","NB150-250/235 A-F-A-BAQE",4607,"F3"]
[98777361,"Насос GRUNDFOS","NB150-250/252 A-F-A-BAQE",5026,"F3"]
[98777350,"Насос GRUNDFOS","NB150-250/282 A-F-A-BAQE",5911,"F3"]
[98760228,"Насос GRUNDFOS","NBE100-160/160-156 A-F-A-BAQE",9710,"F3"]
[98760245,"Насос GRUNDFOS","NBE100-160/160-140 A-F-A-BAQE",3329,"F3"]
[98760247,"Насос GRUNDFOS","NBE100-160/169 A-F-A-BAQE",3693,"F3"]
[98747427,"Насос GRUNDFOS","NBE100-160/176 A-F-A-BAQE",4086,"F3"]
[98747418,"Насос GRUNDFOS","NBE100-250/215 A-F-A-BAQE",6308,"F3"]
[98760231,"Насос GRUNDFOS","NBE100-250/245 A-F-A-BAQE",7511,"F3"]
[98760230,"Насос GRUNDFOS","NBE100-250/269 A-F-A-BAQE",8369,"F3"]
[98747423,"Насос GRUNDFOS","NBE125-200/176-154 A-F-A-BAQE",5571,"F3"]
[98747422,"Насос GRUNDFOS","NBE125-200/196-194 A-F-A-BAQE",6274,"F3"]
[98760236,"Насос GRUNDFOS","NBE125-200/219A-F-A-BAQE",7449,"F3"]
[98760235,"Насос GRUNDFOS","NBE125-200/224 A-F-A-BAQE",8300,"F3"]
[98760241,"Насос GRUNDFOS","NBE150-250/226-214 A-F-A-BAQE",9553,"F3"]
[98760243,"Насос GRUNDFOS","NBE150-250/230 A-F-A-BAQE",10163,"F3"]
[98838981,"Насос GRUNDFOS","NK100-250/269A2F2AE-SBAQE",17418,"F3"]
[98838984,"Насос GRUNDFOS","NK125-200/180-156A2F2AE-SBAQE",7754,"N"]
[98838987,"Насос GRUNDFOS","NK125-200/196-166A2F2AE-SBAQE",9165,"N"]
[98838988,"Насос GRUNDFOS","NK125-200/205A2F2AE-SBAQE",10851,"N"]
[98838990,"Насос GRUNDFOS","NK125-200/219A2F2AE-SBAQE",12064,"N"]
[98838992,"Насос GRUNDFOS","NK125-200/224A2F2AE-SBAQE",16213,"N"]
[98838993,"Насос GRUNDFOS","NK150-250/226-220A2F1AE-SBAQE",20055,"N"]
[98838995,"Насос GRUNDFOS","NK150-250/235A2F1AE-SBAQE",22444,"N"]
[98838997,"Насос GRUNDFOS","NK150-250/250A2F1AE-SBAQE",25081,"N"]
[98838955,"Насос GRUNDFOS","NK100-250/245A2F2AE-SBAQE",4562,"N"]
[98838951,"Насос GRUNDFOS","NK100-250/269A2F2AE-SBAQE",4803,"N"]
[98838957,"Насос GRUNDFOS","NK100-400/315A2F2AE-SBAQE",7226,"N"]
[98838959,"Насос GRUNDFOS","NK100-400/360A2F2AE-SBAQE",8162,"N"]
[98838973,"Насос GRUNDFOS","NK100-400/385A2F2AE-SBAQE",8943,"N"]
[98838975,"Насос GRUNDFOS","NK100-400/410A2F2AE-SBAQE",9601,"N"]
[98839027,"Насос GRUNDFOS","NK100-400/415A2F2AE-SBAQE",10883,"N"]
[98839030,"Насос GRUNDFOS","NK125-200/224A2F2AE-SBAQE",4896,"N"]
[98839042,"Насос GRUNDFOS","NK150-250/226-214A2F1AE-SBAQE",6321,"N"]
[98839043,"Насос GRUNDFOS","NK150-250/230A2F1AE-SBAQE",6853,"N"]
[98839045,"Насос GRUNDFOS","NK150-250/242A2F1AE-SBAQE",7107,"N"]
[98839046,"Насос GRUNDFOS","NK150-250/262A2F1AE-SBAQE",7922,"N"]
[98839047,"Насос GRUNDFOS","NK150-250/275A2F1AE-SBAQE",8905,"N"]
[98839049,"Насос GRUNDFOS","NK150-250/282A2F1AE-SBAQE",9486,"N"]
[98839006,"Насос GRUNDFOS","NK100-400/415A2F2AE-SBAQE",8277,"N"]
[96553250,"Насос GRUNDFOS","CRE5-12 A-A-A-E-HQQE 3x380-500 60HZ",2978,"F5"]
[96553251,"Насос GRUNDFOS","CRE5-16 A-A-A-E-HQQE 3x380-500 60HZ",3555,"F5"]
[96553934,"Насос GRUNDFOS","CRE5-12 AN-A-A-E-HQQE 3x380-500 60HZ",3139,"F5"]
[330089,"Патрубок GRUNDFOS","THREADED SOCKET",38,"Z"]
[98699081,"Насос GRUNDFOS","SP9-5N 3×400V 50HZ",2132,"G2"]
[98699082,"Насос GRUNDFOS","SP9-8N 3×400V 50HZ",2445,"G2"]
[98699083,"Насос GRUNDFOS","SP9-11N 3×400V 50HZ",2779,"G2"]
[98699084,"Насос GRUNDFOS","SP9-13N 3×400V 50HZ",3030,"G2"]
[98699085,"Насос GRUNDFOS","SP9-16N 3×400V 50HZ",3335,"G2"]
[98699086,"Насос GRUNDFOS","SP9-18N 3×400V 50HZ",3709,"G2"]
[98699087,"Насос GRUNDFOS","SP9-21N 3×400V 50HZ",4010,"G2"]
[98699088,"Насос GRUNDFOS","SP9-23N 3×400V 50HZ",4688,"G2"]
[98699966,"Насос GRUNDFOS","SP9-23N 3×400V 50HZ",5957,"G2"]
[98699089,"Насос GRUNDFOS","SP9-25N 3×400V 50HZ",4891,"G2"]
[98699967,"Насос GRUNDFOS","SP9-25N 3×400V 50HZ",6160,"G2"]
[98699090,"Насос GRUNDFOS","SP9-29N 3×400V 50HZ",5298,"G2"]
[98699968,"Насос GRUNDFOS","SP9-29N 3×400V 50HZ",6562,"G2"]
[98699091,"Насос GRUNDFOS","SP9-32N 3×400V 50HZ",6444,"G2"]
[98699969,"Насос GRUNDFOS","SP9-32N 3×400V 50HZ",6903,"G2"]
[98699964,"Насос GRUNDFOS","SP9-36N 3×400V 50HZ",6846,"G2"]
[98699970,"Насос GRUNDFOS","SP9-36N 3×400V 50HZ",7305,"G2"]
[98699965,"Насос GRUNDFOS","SP9-40N 3×400V 50HZ",7252,"G2"]
[98699971,"Насос GRUNDFOS","SP9-40N 3×400V 50HZ",7711,"G2"]
[98699972,"Насос GRUNDFOS","SP9-44N 3×400V 50HZ",8513,"G2"]
[98699974,"Насос GRUNDFOS","SP9-48N 3×400V 50HZ",8918,"G2"]
[98699975,"Насос GRUNDFOS","SP9-52N 3×400V 50HZ",9418,"G2"]
[98699977,"Насос GRUNDFOS","SP9-56N 3×400V 50HZ",13079,"G2"]
[98699978,"Насос GRUNDFOS","SP9-60N 3×400V 50HZ",13812,"G2"]
[98699980,"Насос GRUNDFOS","SP9-65N 3×400V 50HZ",14539,"G2"]
[98699981,"Насос GRUNDFOS","SP9-69N 3×400V 50HZ",15124,"G2"]
[98699982,"Насос GRUNDFOS","SP9-75N 3×400V 50HZ",16194,"G2"]
[98699983,"Насос GRUNDFOS","SP9-79N 3×400V 50HZ",16776,"G2"]
[98730819,"Насос GRUNDFOS","SP9-5NE 3×400V 50HZ",2305,"G2"]
[98730820,"Насос GRUNDFOS","SP9-8NE 3×400V 50HZ",2660,"G2"]
[98730831,"Насос GRUNDFOS","SP9-11NE 3×400V 50HZ",3039,"G2"]
[98809305,"Насос GRUNDFOS","SP9-13NE 3×400V 50HZ",3428,"G2"]
[98809306,"Насос GRUNDFOS","SP9-16NE 3×400V 50HZ",3774,"G2"]
[98809307,"Насос GRUNDFOS","SP9-18NE 3×400V 50HZ",4193,"G2"]
[98809308,"Насос GRUNDFOS","SP9-21NE 3×400V 50HZ",4535,"G2"]
[10781906,"Высоконапорный насосный модуль GRUNDFOS","BM 3A-6 STRAIGHT",3620,"L"]
[10781909,"Высоконапорный насосный модуль GRUNDFOS","BM 3A-9 STRAIGHT",3667,"L"]
[10781912,"Высоконапорный насосный модуль GRUNDFOS","BM 3A-12 STRAIGHT",3801,"L"]
[10781918,"Высоконапорный насосный модуль GRUNDFOS","BM 3A-18 STRAIGHT",3983,"L"]
[10781925,"Высоконапорный насосный модуль GRUNDFOS","BM 3A-25 STRAIGHT",4192,"L"]
[10781933,"Высоконапорный насосный модуль GRUNDFOS","BM 3A-33 STRAIGHT",4566,"L"]
[10781945,"Высоконапорный насосный модуль GRUNDFOS","BM 3A-45 STRAIGHT",5057,"L"]
[10781952,"Высоконапорный насосный модуль GRUNDFOS","BM 3A-52 STRAIGHT",5455,"L"]
[10781960,"Высоконапорный насосный модуль GRUNDFOS","BM 3A-60 STRAIGHT",5531,"L"]
[5781912,"Высоконапорный насосный модуль GRUNDFOS","BM 5A-12 STRAIGHT",3717,"L"]
[5781917,"Высоконапорный насосный модуль GRUNDFOS","BM 5A-17 STRAIGHT",4052,"L"]
[5781925,"Высоконапорный насосный модуль GRUNDFOS","BM 5A-25 STRAIGHT",4403,"L"]
[5781933,"Высоконапорный насосный модуль GRUNDFOS","BM 5A-33 STRAIGHT",4572,"L"]
[5781938,"Высоконапорный насосный модуль GRUNDFOS","BM 5A-38 STRAIGHT",5094,"L"]
[5781944,"Высоконапорный насосный модуль GRUNDFOS","BM 5A-44 STRAIGHT",5228,"L"]
[5781960,"Высоконапорный насосный модуль GRUNDFOS","BM 5A-60 STRAIGHT",5848,"L"]
[10791906,"Высоконапорный насосный модуль GRUNDFOS","BM 3A-6  ELBOW",3620,"L"]
[10791909,"Высоконапорный насосный модуль GRUNDFOS","BM 3A-9 ELBOW",3667,"L"]
[10791912,"Высоконапорный насосный модуль GRUNDFOS","BM 3A-12 ELBOW",3801,"L"]
[10791918,"Высоконапорный насосный модуль GRUNDFOS","BM 3A-18 ELBOW",3983,"L"]
[10791925,"Высоконапорный насосный модуль GRUNDFOS","BM 3A-25  ELBOW",4192,"L"]
[10791933,"Высоконапорный насосный модуль GRUNDFOS","BM 3A-33 ELBOW",4566,"L"]
[10791945,"Высоконапорный насосный модуль GRUNDFOS","BM 3A-45  ELBOW",5057,"L"]
[10791952,"Высоконапорный насосный модуль GRUNDFOS","BM 3A-52  ELBOW",5455,"L"]
[10791960,"Высоконапорный насосный модуль GRUNDFOS","BM 3A-60  ELBOW",5531,"L"]
[5791912,"Высоконапорный насосный модуль GRUNDFOS","BM 5A-12  ELBOW",3717,"L"]
[5791917,"Высоконапорный насосный модуль GRUNDFOS","BM 5A-17  ELBOW",4052,"L"]
[5791925,"Высоконапорный насосный модуль GRUNDFOS","BM 5A-25 ELBOW",4403,"L"]
[5791933,"Высоконапорный насосный модуль GRUNDFOS","BM 5A-33  ELBOW",4572,"L"]
[5791938,"Высоконапорный насосный модуль GRUNDFOS","BM 5A-38 ELBOW",5094,"L"]
[5791944,"Высоконапорный насосный модуль GRUNDFOS","BM 5A-44  ELBOW",5228,"L"]
[5791960,"Высоконапорный насосный модуль GRUNDFOS","BM 5A-60  ELBOW",5848,"L"]
[98490776,"Высоконапорный насосный модуль GRUNDFOS","BM17-5 3,0kW 3x380-415V 50Hz",7005,"L"]
[98490777,"Высоконапорный насосный модуль GRUNDFOS","BM17-7 4,0kW 3x380-415V 50Hz",7574,"L"]
[98490778,"Высоконапорный насосный модуль GRUNDFOS","BM17-9 5,5kW 3x380-415V 50Hz",7797,"L"]
[98490779,"Высоконапорный насосный модуль GRUNDFOS","BM17-13 7,5kW 3x380-415V 50Hz",8870,"L"]
[98490780,"Высоконапорный насосный модуль GRUNDFOS","BM17-16 9,2kW 3x380-415V 50Hz",9824,"L"]
[98490781,"Высоконапорный насосный модуль GRUNDFOS","BM17-19 11,0kW 3x380-415V 50Hz",10003,"L"]
[98490782,"Высоконапорный насосный модуль GRUNDFOS","BM17-22 13,0kW 3x380-415V 50Hz",11795,"L"]
[98490783,"Высоконапорный насосный модуль GRUNDFOS","BM17-26 15,0kW 3x380-415V 50Hz",12276,"L"]
[98490784,"Высоконапорный насосный модуль GRUNDFOS","BM17-32 18,5kW 3x380-415V 50Hz",14202,"L"]
[98490785,"Высоконапорный насосный модуль GRUNDFOS","BM17-38 22,0kW 3x380-415V 50Hz",15149,"L"]
[98490786,"Высоконапорный насосный модуль GRUNDFOS","BM17-40 22,0kW 3x380-415V 50Hz",15330,"L"]
[98490787,"Высоконапорный насосный модуль GRUNDFOS","BM30-3 3,0kW 3x380-415V 50Hz",7143,"L"]
[98490788,"Высоконапорный насосный модуль GRUNDFOS","BM30-4 4,0kW 3x380-415V 50Hz",7531,"L"]
[98490789,"Высоконапорный насосный модуль GRUNDFOS","BM30-6 5,5kW 3x380-415V 50Hz",7901,"L"]
[98490790,"Высоконапорный насосный модуль GRUNDFOS","BM30-8 7,5kW 3x380-415V 50Hz",9284,"L"]
[98490791,"Высоконапорный насосный модуль GRUNDFOS","BM30-11 9,2kW 3x380-415V 50Hz",9926,"L"]
[98490792,"Высоконапорный насосный модуль GRUNDFOS","BM30-13 11,0kW 3x380-415V 50Hz",10863,"L"]
[98490793,"Высоконапорный насосный модуль GRUNDFOS","BM30-15 13,0kW 3x380-415V 50Hz",11652,"L"]
[98490794,"Высоконапорный насосный модуль GRUNDFOS","BM30-17 15,0kW 3x380-415V 50Hz",12510,"L"]
[98490795,"Высоконапорный насосный модуль GRUNDFOS","BM30-21 18,5kW 3x380-415V 50Hz",14173,"L"]
[98490796,"Высоконапорный насосный модуль GRUNDFOS","BM30-26 22,0kW 3x380-415V 50Hz",15722,"L"]
[98490797,"Высоконапорный насосный модуль GRUNDFOS","BM30-31 26,0kW 3x380-415V 50Hz",16186,"L"]
[98490798,"Высоконапорный насосный модуль GRUNDFOS","BM30-35 30,0kW 3x380-415V 50Hz",17011,"L"]
[98490799,"Высоконапорный насосный модуль GRUNDFOS","BM46-2 3,0kW 3x380-415V 50Hz",6407,"L"]
[98490800,"Высоконапорный насосный модуль GRUNDFOS","BM46-3 5,5kW 3x380-415V 50Hz",6949,"L"]
[98490801,"Высоконапорный насосный модуль GRUNDFOS","BM46-5 7,5kW 3x380-415V 50Hz",8395,"L"]
[98490802,"Высоконапорный насосный модуль GRUNDFOS","BM46-6 9,2kW 3x380-415V 50Hz",8747,"L"]
[98490803,"Высоконапорный насосный модуль GRUNDFOS","BM46-7 11,0kW 3x380-415V 50Hz",9592,"L"]
[98490804,"Высоконапорный насосный модуль GRUNDFOS","BM46-8 13,0kW 3x380-415V 50Hz",9816,"L"]
[98490805,"Высоконапорный насосный модуль GRUNDFOS","BM46-10 15,0kW 3x380-415V 50Hz",11358,"L"]
[98490806,"Высоконапорный насосный модуль GRUNDFOS","BM46-12 18,5kW 3x380-415V 50Hz",12051,"L"]
[98490807,"Высоконапорный насосный модуль GRUNDFOS","BM46-15 22,0kW 3x380-415V 50Hz",13342,"L"]
[98490808,"Высоконапорный насосный модуль GRUNDFOS","BM46-17 26,0kW 3x380-415V 50Hz",14573,"L"]
[98490809,"Высоконапорный насосный модуль GRUNDFOS","BM46-19 30,0kW 3x380-415V 50Hz",15209,"L"]
[98490810,"Высоконапорный насосный модуль GRUNDFOS","BM60-5 9,2kW 3x380-415V 50Hz",11121,"L"]
[98490811,"Высоконапорный насосный модуль GRUNDFOS","BM60-6 11,0kW 3x380-415V 50Hz",11801,"L"]
[98490812,"Высоконапорный насосный модуль GRUNDFOS","BM60-7 13,0kW 3x380-415V 50Hz",13117,"L"]
[98490813,"Высоконапорный насосный модуль GRUNDFOS","BM60-8 15,0kW 3x380-415V 50Hz",14228,"L"]
[98490814,"Высоконапорный насосный модуль GRUNDFOS","BM60-10 18,5kW 3x380-415V 50Hz",14551,"L"]
[98490815,"Высоконапорный насосный модуль GRUNDFOS","BM60-12 22,0kW 3x380-415V 50Hz",12935,"L"]
[98490816,"Высоконапорный насосный модуль GRUNDFOS","BM60-15 26,0kW 3x380-415V 50Hz",14053,"L"]
[98490817,"Высоконапорный насосный модуль GRUNDFOS","BM60-16 30,0kW 3x380-415V 50Hz",14731,"L"]
["15CS1920","Высоконапорный насосный модуль GRUNDFOS","BM46-20 37kW 3x380-415V 50Hz",24425,"L"]
["15CS1924","Высоконапорный насосный модуль GRUNDFOS","BM46-24 3 37kW 3x380-415V 50Hz",25531,"L"]
["14CS1920","Высоконапорный насосный модуль GRUNDFOS","BM60-20 37kW 3x380-415V 50Hz",24988,"L"]
["14CS1922","Высоконапорный насосный модуль GRUNDFOS","BM60-22 45kW 3x380-415V 50Hz",26115,"L"]
["16CS1906","Высоконапорный насосный модуль GRUNDFOS","BM77-6 22kW 3x380-415V 50Hz",16361,"L"]
["16CS1907","Высоконапорный насосный модуль GRUNDFOS","BM77-7 26kW 3x380-415V 50Hz",17061,"L"]
["16CS1908","Высоконапорный насосный модуль GRUNDFOS","BM77-8 30kW 3x380-415V 50Hz",20258,"L"]
["16CS1910","Высоконапорный насосный модуль GRUNDFOS","BM77-10 37kW 3x380-415V 50Hz",23551,"L"]
["16CS1912","Высоконапорный насосный модуль GRUNDFOS","BM77-12 45kW 3x380-415V 50Hz",24934,"L"]
["16CS1914","Высоконапорный насосный модуль GRUNDFOS","BM77-14 55kW 3x380-415V 50Hz",27140,"L"]
["16CS1920","Высоконапорный насосный модуль GRUNDFOS","BM77-20 75kW 3x380-415V 50Hz",32019,"L"]
["19CS1906","Высоконапорный насосный модуль GRUNDFOS","BM95-6 26kW 3x380-415V 50Hz",15146,"L"]
["19CS1908","Высоконапорный насосный модуль GRUNDFOS","BM95-8 37kW 3x380-415V 50Hz",23131,"L"]
["19CS1910","Высоконапорный насосный модуль GRUNDFOS","BM95-10 45kW 3x380-415V 50Hz",24592,"L"]
["19CS1912","Высоконапорный насосный модуль GRUNDFOS","BM95-12 55kW 3x380-415V 50Hz",26826,"L"]
["19CS1916","Высоконапорный насосный модуль GRUNDFOS","BM95-16 75kW 3x380-415V 50Hz",31289,"L"]
["19CS1920","Высоконапорный насосный модуль GRUNDFOS","BM95-20 92kW 3x380-415V 50Hz",37629,"L"]
["17CS1903","Высоконапорный насосный модуль GRUNDFOS","BM125-3 30kW 3x380-415V 50Hz",15084,"L"]
["17CS19A4","Высоконапорный насосный модуль GRUNDFOS","BM125-4-A 37kW 3x380-415V 50Hz",23068,"L"]
["17CS1904","Высоконапорный насосный модуль GRUNDFOS","BM125-4 45kW 3x380-415V 50Hz",23817,"L"]
["17CS1905","Высоконапорный насосный модуль GRUNDFOS","BM125-5 55kW 3x380-415V 50Hz",25820,"L"]
["17CS1907","Высоконапорный насосный модуль GRUNDFOS","BM125-7 75kW 3x380-415V 50Hz",30013,"L"]
["17CS1909","Высоконапорный насосный модуль GRUNDFOS","BM125-9 92kW 3x380-415V 50Hz",36239,"L"]
["15CR1920","Высоконапорный насосный модуль GRUNDFOS","BM46-20N 37kW 3x380-415V 50Hz",38356,"L"]
[98592496,"Насос GRUNDFOS","Hydro MX 1/1 CR10-3 3×380-415V 50Hz",14692,"H"]
[98592497,"Насос GRUNDFOS","Hydro MX 1/1 CR10-4 3×380-415V 50Hz",15050,"H"]
[98592498,"Насос GRUNDFOS","Hydro MX 1/1 CR10-6 3×380-415V 50Hz",15557,"H"]
[98592498,"Насос GRUNDFOS","Hydro MX 1/1 CR10-9 3×380-415V 50Hz",16250,"H"]
[98592500,"Насос GRUNDFOS","Hydro MX 1/1 CR10-12 3×380-415V 50Hz",17000,"H"]
[98592501,"Насос GRUNDFOS","Hydro MX 1/1 CR10-14 3×380-415V 50Hz",19117,"H"]
[98592502,"Насос GRUNDFOS","Hydro MX 1/1 CR15-2 3×380-415V 50Hz",15557,"H"]
[98592503,"Насос GRUNDFOS","Hydro MX 1/1 CR15-3 3×380-415V 50Hz",15953,"H"]
[98831245,"Насос GRUNDFOS","Hydro MX 1/1 CR15-4 3×380-415V 50Hz",16206,"H"]
[98592504,"Насос GRUNDFOS","Hydro MX 1/1 CR15-5 3×380-415V 50Hz",16820,"H"]
[98592505,"Насос GRUNDFOS","Hydro MX 1/1 CR15-7 3×380-415V 50Hz",18473,"H"]
[98592506,"Насос GRUNDFOS","Hydro MX 1/1 CR15-9 3×380-415V 50Hz",19735,"H"]
[98592507,"Насос GRUNDFOS","Hydro MX 1/1 CR15-10 3×380-415V 50Hz",21276,"H"]
[98592508,"Насос GRUNDFOS","Hydro MX 1/1 CR20-2 3×380-415V 50Hz",15700,"H"]
[98592509,"Насос GRUNDFOS","Hydro MX 1/1 CR20-3 3×380-415V 50Hz",16503,"H"]
[98592510,"Насос GRUNDFOS","Hydro MX 1/1 CR20-5 3×380-415V 50Hz",18603,"H"]
[98592511,"Насос GRUNDFOS","Hydro MX 1/1 CR20-7 3×380-415V 50Hz",19594,"H"]
[98592512,"Насос GRUNDFOS","Hydro MX 1/1 CR20-10 3×380-415V 50Hz",21630,"H"]
[98592513,"Насос GRUNDFOS","Hydro MX 1/1 CR32-2-2 3×380-415V 50Hz",19450,"H"]
[98592514,"Насос GRUNDFOS","Hydro MX 1/1 CR32-2 3×380-415V 50Hz",19804,"H"]
[98592515,"Насос GRUNDFOS","Hydro MX 1/1 CR32-3 3×380-415V 50Hz",21753,"H"]
[98592516,"Насос GRUNDFOS","Hydro MX 1/1 CR32-4 3×380-415V 50Hz",23606,"H"]
[98592517,"Насос GRUNDFOS","Hydro MX 1/1 CR32-5 3×380-415V 50Hz",25552,"H"]
[98592518,"Насос GRUNDFOS","Hydro MX 1/1 CR32-6-2 3×380-415V 50Hz",26258,"H"]
[98592519,"Насос GRUNDFOS","Hydro MX 1/1 CR32-7 3×380-415V 50Hz",28765,"H"]
[98592520,"Насос GRUNDFOS","Hydro MX 1/1 CR45-1 3×380-415V 50Hz",22380,"H"]
[98592522,"Насос GRUNDFOS","Hydro MX 1/1 CR45-2-2 3×380-415V 50Hz",24380,"H"]
[98592521,"Насос GRUNDFOS","Hydro MX 1/1 CR45-2 3×380-415V 50Hz",24879,"H"]
[98592523,"Насос GRUNDFOS","Hydro MX 1/1 CR45-3 3×380-415V 50Hz",27314,"H"]
[98592524,"Насос GRUNDFOS","Hydro MX 1/1 CR45-4 3×380-415V 50Hz",30019,"H"]
[98592525,"Насос GRUNDFOS","Hydro MX 1/1 CR45-5 3×380-415V 50Hz",31721,"H"]
[98592526,"Насос GRUNDFOS","Hydro MX 1/1 CR64-1 3×380-415V 50Hz",25480,"H"]
[98592528,"Насос GRUNDFOS","Hydro MX 1/1 CR64-2-2 3×380-415V 50Hz",26360,"H"]
[98592527,"Насос GRUNDFOS","Hydro MX 1/1 CR64-2 3×380-415V 50Hz",28916,"H"]
[98592529,"Насос GRUNDFOS","Hydro MX 1/1 CR64-3-1 3×380-415V 50Hz",30696,"H"]
[98592530,"Насос GRUNDFOS","Hydro MX 1/1 CR64-3 3×380-415V 50Hz",32170,"H"]
[98592532,"Насос GRUNDFOS","Hydro MX 1/1 CR64-4-2 3×380-415V 50Hz",32725,"H"]
[98592531,"Насос GRUNDFOS","Hydro MX 1/1 CR64-4 3×380-415V 50Hz",36726,"H"]
[98592533,"Насос GRUNDFOS","Hydro MX 1/1 CR64-5 3×380-415V 50Hz",40616,"H"]
[98592535,"Насос GRUNDFOS","Hydro MX 1/1 CR90-1 3×380-415V 50Hz",27218,"H"]
[98592536,"Насос GRUNDFOS","Hydro MX 1/1 CR90-2-2 3×380-415V 50Hz",28511,"H"]
[98592537,"Насос GRUNDFOS","Hydro MX 1/1 CR90-2 3×380-415V 50Hz",30360,"H"]
[98592539,"Насос GRUNDFOS","Hydro MX 1/1 CR90-3-2 3×380-415V 50Hz",32282,"H"]
[98592538,"Насос GRUNDFOS","Hydro MX 1/1 CR90-3 3×380-415V 50Hz",35926,"H"]
[98592540,"Насос GRUNDFOS","Hydro MX 1/1 CR90-4-2 3×380-415V 50Hz",39380,"H"]
[98592541,"Насос GRUNDFOS","Hydro MX 1/1 CR90-4 3×380-415V 50Hz",39380,"H"]
[98592542,"Насос GRUNDFOS","Hydro MX 1/1 CR120-1 3×380-415V 50Hz",36273,"H"]
[98592543,"Насос GRUNDFOS","Hydro MX 1/1 CR120-2-1 3×380-415V 50Hz",42390,"H"]
[98592545,"Насос GRUNDFOS","Hydro MX 1/1 CR120-2 3×380-415V 50Hz",44555,"H"]
[98592546,"Насос GRUNDFOS","Hydro MX 1/1 CR120-3 3×380-415V 50Hz",47657,"H"]
[98592547,"Насос GRUNDFOS","Hydro MX 1/1 CR120-4-1 3×380-415V 50Hz",54125,"H"]
[98592544,"Насос GRUNDFOS","Hydro MX 1/1 CR120-5-1 3×380-415V 50Hz",59620,"H"]
[98592548,"Насос GRUNDFOS","Hydro MX 1/1 CR150-1-1 3×380-415V 50Hz",36523,"H"]
[98592549,"Насос GRUNDFOS","Hydro MX 1/1 CR150-1 3×380-415V 50Hz",39809,"H"]
[98592550,"Насос GRUNDFOS","Hydro MX 1/1 CR150-2-1 3×380-415V 50Hz",44555,"H"]
[98592551,"Насос GRUNDFOS","Hydro MX 1/1 CR150-3-2 3×380-415V 50Hz",47674,"H"]
[98592552,"Насос GRUNDFOS","Hydro MX 1/1 CR150-3 3×380-415V 50Hz",53209,"H"]
[98592553,"Насос GRUNDFOS","Hydro MX 1/1 CR150-4-1 3×380-415V 50Hz",59494,"H"]
[98592554,"Насос GRUNDFOS","Hydro MX 1/1 CR150-5-2 3×380-415V 50Hz",70332,"H"]
[98592555,"Насос GRUNDFOS","Hydro MX 1/1 NB80-160/151 3×380-415V 50Hz",25205,"H"]
[98592556,"Насос GRUNDFOS","Hydro MX 1/1 NB80-160/161 3×380-415V 50Hz",25166,"H"]
[98592558,"Насос GRUNDFOS","Hydro MX 1/1 NB80-160/167 3×380-415V 50Hz",27577,"H"]
[98592559,"Насос GRUNDFOS","Hydro MX 1/1 NB80-160/177 3×380-415V 50Hz",32405,"H"]
[98592557,"Насос GRUNDFOS","Hydro MX 1/1 NB80-200/171 3×380-415V 50Hz",27255,"H"]
[98592560,"Насос GRUNDFOS","Hydro MX 1/1 NB80-200/188 3×380-415V 50Hz",32427,"H"]
[98592561,"Насос GRUNDFOS","Hydro MX 1/1 NB80-200/200 3×380-415V 50Hz",35869,"H"]
[98592562,"Насос GRUNDFOS","Hydro MX 1/1 NB80-200/211 3×380-415V 50Hz",38555,"H"]
[98592564,"Насос GRUNDFOS","Hydro MX 1/1 NB80-200/222 3×380-415V 50Hz",41587,"H"]
[98592563,"Насос GRUNDFOS","Hydro MX 1/1 NB80-250/220 3×380-415V 50Hz",40195,"H"]
[98592565,"Насос GRUNDFOS","Hydro MX 1/1 NB80-250/234 3×380-415V 50Hz",42125,"H"]
[98638249,"Шкаф управления GRUNDFOS","Control VLV-S 1 × 1,6-2,5 A 230В DOL-II - 2.5 А 1 × 230V",1945,"Z"]
[98638250,"Шкаф управления GRUNDFOS","Control VLV-S 1 × 1,6-2,5 A 380В DOL-II - 2.5 А 3 × 380V",1945,"Z"]
[98638251,"Шкаф управления GRUNDFOS","Control VLV-S 2 × 1,6-2,5 A 230В DOL-II - 2.5 А 1 × 230V",2224,"Z"]
[98638252,"Шкаф управления GRUNDFOS","Control VLV-S 2 × 1,6-2,5 A 380В DOL-II - 2.5 А 3 × 380V",2224,"Z"]
[98638253,"Шкаф управления GRUNDFOS","Control VLV-S 3 × 1,6-2,5 A 230В DOL-II - 2.5 А 1 × 230V",2523,"Z"]
[98638254,"Шкаф управления GRUNDFOS","Control VLV-S 3 × 1,6-2,5 A 380В DOL-II - 2.5 А 3 × 380V",2523,"Z"]
[98624257,"Насос GRUNDFOS","SL1.50.65.22.2.50D.С",2068,"J2"]
[98624258,"Насос GRUNDFOS","SL1.50.65.30.2.50D.С",2370,"J2"]
[98624259,"Насос GRUNDFOS","SL1.50.65.40.2.51D.С",2699,"J2"]
[98617678,"Насос GRUNDFOS","SL1.50.80.22.2.50D.С",2107,"J2"]
[98626076,"Насос GRUNDFOS","SL1.50.80.30.2.50D.С",2409,"J2"]
[98624260,"Насос GRUNDFOS","SL1.50.80.40.2.51D.С",2711,"J2"]
[98626698,"Насос GRUNDFOS","SL1.50.65.22.Ex.2.50D.С",2179,"J2"]
[98626699,"Насос GRUNDFOS","SL1.50.65.30.Ex.2.50D.С",2482,"J2"]
[98626705,"Насос GRUNDFOS","SL1.50.65.40.Ex.2.51D.С",2739,"J2"]
[98617679,"Насос GRUNDFOS","SL1.50.80.22.Ex.2.50D.С",2219,"J2"]
[98626700,"Насос GRUNDFOS","SL1.50.80.30.Ex.2.50D.С",2520,"J2"]
[98626708,"Насос GRUNDFOS","SL1.50.80.40.Ex.2.51D.С",2777,"J2"]
[98624693,"Насос GRUNDFOS","SL1.80.80.15.4.50D.С",2288,"J2"]
[98624251,"Насос GRUNDFOS","SL1.80.80.22.4.50D.С",2725,"J2"]
[98624669,"Насос GRUNDFOS","SL1.80.80.30.4.50D.С",3328,"J2"]
[98626052,"Насос GRUNDFOS","SL1.80.80.40.4.51D.С",3847,"J2"]
[98624697,"Насос GRUNDFOS","SL1.80.80.55.4.51D.С",4368,"J2"]
[98624703,"Насос GRUNDFOS","SL1.80.80.75.4.51D.С",4983,"J2"]
[98625977,"Насос GRUNDFOS","SL1.80.100.15.4.50D.С",2296,"J2"]
[98624695,"Насос GRUNDFOS","SL1.80.100.22.4.50D.С",2739,"J2"]
[98625966,"Насос GRUNDFOS","SL1.80.100.30.4.50D.С",3349,"J2"]
[98626053,"Насос GRUNDFOS","SL1.80.100.40.4.51D.С",3876,"J2"]
[98626028,"Насос GRUNDFOS","SL1.80.100.55.4.51D.С",4402,"J2"]
[98626066,"Насос GRUNDFOS","SL1.80.100.75.4.51D.С",5025,"J2"]
[98626615,"Насос GRUNDFOS","SL1.80.80.15.Ex.4.50D.С",2399,"J2"]
[98626619,"Насос GRUNDFOS","SL1.80.80.22.Ex.4.50D.С",2833,"J2"]
[98626608,"Насос GRUNDFOS","SL1.80.80.30.Ex.4.50D.С",3548,"J2"]
[98626676,"Насос GRUNDFOS","SL1.80.80.40.Ex.4.51D.С",4067,"J2"]
[98626647,"Насос GRUNDFOS","SL1.80.80.55.Ex.4.51D.С",4587,"J2"]
[98626687,"Насос GRUNDFOS","SL1.80.80.75.Ex.4.51D.С",5246,"J2"]
[98626616,"Насос GRUNDFOS","SL1.80.100.15.Ex.4.50D.С",2406,"J2"]
[98626620,"Насос GRUNDFOS","SL1.80.100.22.Ex.4.50D.С",2876,"J2"]
[98626609,"Насос GRUNDFOS","SL1.80.100.30.Ex.4.50D.С",3568,"J2"]
[98626677,"Насос GRUNDFOS","SL1.80.100.40.Ex.4.51D.С",4094,"J2"]
[98626648,"Насос GRUNDFOS","SL1.80.100.55.Ex.4.51D.С",4622,"J2"]
[98626688,"Насос GRUNDFOS","SL1.80.100.75.Ex.4.51D.С",5288,"J2"]
[98624701,"Насос GRUNDFOS","SL1.100.100.40.4.51D.С",4186,"J2"]
[98626029,"Насос GRUNDFOS","SL1.100.100.55.4.51D.С",4770,"J2"]
[98626067,"Насос GRUNDFOS","SL1.100.100.75.4.51D.С",5353,"J2"]
[98626054,"Насос GRUNDFOS","SL1.100.150.40.4.51D.С",4251,"J2"]
[98626030,"Насос GRUNDFOS","SL1.100.150.55.4.51D.С",4836,"J2"]
[98626068,"Насос GRUNDFOS","SL1.100.150.75.4.51D.С",5419,"J2"]
[98626678,"Насос GRUNDFOS","SL1.100.100.40.Ex.4.51D.С",4405,"J2"]
[98626649,"Насос GRUNDFOS","SL1.100.100.55.Ex.4.51D.С",4989,"J2"]
[98626689,"Насос GRUNDFOS","SL1.100.100.75.Ex.4.51D.С",5616,"J2"]
[98626679,"Насос GRUNDFOS","SL1.100.150.40.Ex.4.51D.С",4470,"J2"]
[98626650,"Насос GRUNDFOS","SL1.100.150.55.Ex.4.51D.С",5055,"J2"]
[98626690,"Насос GRUNDFOS","SL1.100.150.75.Ex.4.51D.С",5682,"J2"]
[98624199,"Насос GRUNDFOS","SLV.65.65.22.2.50D.С",2310,"J2"]
[98624165,"Насос GRUNDFOS","SLV.65.65.30.2.50D.С",2516,"J2"]
[98624254,"Насос GRUNDFOS","SLV.65.65.40.2.51D.С",2823,"J2"]
[98625961,"Насос GRUNDFOS","SLV.65.80.22.2.50D.С",2325,"J2"]
[98625942,"Насос GRUNDFOS","SLV.65.80.30.2.50D.С",2531,"J2"]
[98624699,"Насос GRUNDFOS","SLV.65.80.40.2.51D.С",2839,"J2"]
[98626606,"Насос GRUNDFOS","SLV.65.65.22.Ex.2.50D.С",2421,"J2"]
[98626604,"Насос GRUNDFOS","SLV.65.65.30.Ex.2.50D.С",2625,"J2"]
[98626659,"Насос GRUNDFOS","SLV.65.65.40.Ex.2.51D.С",2893,"J2"]
[98626607,"Насос GRUNDFOS","SLV.65.80.22.Ex.2.50D.С",2436,"J2"]
[98626605,"Насос GRUNDFOS","SLV.65.80.30.Ex.2.50D.С",2640,"J2"]
[98626660,"Насос GRUNDFOS","SLV.65.80.40.Ex.2.51D.С",2909,"J2"]
["     98625975","Насос GRUNDFOS","SLV.80.80.11.4.50D.С",2191,"J2"]
[98624692,"Насос GRUNDFOS","SLV.80.80.13.4.50D.С",2294,"J2"]
[98624694,"Насос GRUNDFOS","SLV.80.80.15.4.50D.С",2396,"J2"]
[98624252,"Насос GRUNDFOS","SLV.80.80.22.4.50D.С",2499,"J2"]
[98624691,"Насос GRUNDFOS","SLV.80.100.11.4.50D.С",2239,"J2"]
[98625976,"Насос GRUNDFOS","SLV.80.100.13.4.50D.С",2340,"J2"]
[98625978,"Насос GRUNDFOS","SLV.80.100.15.4.50D.С",2443,"J2"]
[98625979,"Насос GRUNDFOS","SLV.80.100.22.4.50D.С",2546,"J2"]
[98626059,"Насос GRUNDFOS","SLV.80.80.22.4.51D.С",2499,"J2"]
[98624702,"Насос GRUNDFOS","SLV.80.80.40.4.51D.С",2704,"J2"]
[98626039,"Насос GRUNDFOS","SLV.80.80.40.2.51D.С",2719,"J2"]
[98626041,"Насос GRUNDFOS","SLV.80.80.60.2.51D.С",3435,"J2"]
[98624255,"Насос GRUNDFOS","SLV.80.80.60.2.51D.С",4097,"J2"]
[98626047,"Насос GRUNDFOS","SLV.80.80.92.2.51D.С",4373,"J2"]
[98624700,"Насос GRUNDFOS","SLV.80.80.110.2.51D.С",4844,"J2"]
[98626060,"Насос GRUNDFOS","SLV.80.100.22.4.51D.С",2546,"J2"]
[98626055,"Насос GRUNDFOS","SLV.80.100.40.4.51D.С",2750,"J2"]
[98626040,"Насос GRUNDFOS","SLV.80.100.40.2.51D.С",2773,"J2"]
[98626042,"Насос GRUNDFOS","SLV.80.100.60.2.51D.С",3485,"J2"]
[98626046,"Насос GRUNDFOS","SLV.80.100.75.2.51D.С",4150,"J2"]
[98626048,"Насос GRUNDFOS","SLV.80.100.92.2.51D.С",4423,"J2"]
[98626043,"Насос GRUNDFOS","SLV.80.100.110.2.51D.С",4892,"J2"]
[98626611,"Насос GRUNDFOS","SLV.80.80.11.Ex.4.50D.С",2300,"J2"]
[98626613,"Насос GRUNDFOS","SLV.80.80.13.Ex.4.50D.С",2404,"J2"]
[98626617,"Насос GRUNDFOS","SLV.80.80.15.Ex.4.50D.С",2506,"J2"]
[98626621,"Насос GRUNDFOS","SLV.80.80.22.Ex.4.50D.С",2608,"J2"]
[98626612,"Насос GRUNDFOS","SLV.80.100.11.Ex.4.50D.С",2349,"J2"]
[98626614,"Насос GRUNDFOS","SLV.80.100.13.Ex.4.50D.С",2449,"J2"]
[98626618,"Насос GRUNDFOS","SLV.80.100.15.Ex.4.50D.С",2553,"J2"]
[98626622,"Насос GRUNDFOS","SLV.80.100.22.Ex.4.50D.С",2655,"J2"]
[98626685,"Насос GRUNDFOS","SLV.80.80.22.Ex.4.51D.С",2608,"J2"]
[98626680,"Насос GRUNDFOS","SLV.80.80.40.Ex.4.51D.С",2921,"J2"]
[98626661,"Насос GRUNDFOS","SLV.80.80.40.Ex.2.51D.С",2786,"J2"]
[98626663,"Насос GRUNDFOS","SLV.80.80.60.Ex.2.51D.С",3652,"J2"]
[98626669,"Насос GRUNDFOS","SLV.80.80.75.Ex.2.51D.С",4325,"J2"]
[98626671,"Насос GRUNDFOS","SLV.80.80.92.Ex.2.51D.С",4634,"J2"]
[98626665,"Насос GRUNDFOS","SLV.80.80.110.Ex.2.51D.С",5104,"J2"]
[98626686,"Насос GRUNDFOS","SLV.80.100.22.Ex.4.51D.С",2655,"J2"]
[98626681,"Насос GRUNDFOS","SLV.80.100.40.Ex.4.51D.С",2967,"J2"]
[98626662,"Насос GRUNDFOS","SLV.80.100.40.Ex.2.51D.С",2841,"J2"]
[98626664,"Насос GRUNDFOS","SLV.80.100.60.Ex.2.51D.С",3702,"J2"]
[98626670,"Насос GRUNDFOS","SLV.80.100.75.Ex.2.51D.С",4378,"J2"]
[98626672,"Насос GRUNDFOS","SLV.80.100.92.Ex.2.51D.С",4683,"J2"]
[98626666,"Насос GRUNDFOS","SLV.80.100.110.Ex.2.51D.С",5153,"J2"]
["    98626813  ","Насос GRUNDFOS","SLV.80.80.11.4.50D.Q",2198,"J2"]
[98626815,"Насос GRUNDFOS","SLV.80.80.13.4.50D.Q",2300,"J2"]
[98626817,"Насос GRUNDFOS","SLV.80.80.15.4.50D.Q",2401,"J2"]
[98626819,"Насос GRUNDFOS","SLV.80.80.22.4.50D.Q",2502,"J2"]
[98626814,"Насос GRUNDFOS","SLV.80.100.11.4.50D.Q",2246,"J2"]
[98626816,"Насос GRUNDFOS","SLV.80.100.13.4.50D.Q",2345,"J2"]
[98626818,"Насос GRUNDFOS","SLV.80.100.15.4.50D.Q",2447,"J2"]
[98626820,"Насос GRUNDFOS","SLV.80.100.22.4.50D.Q",2548,"J2"]
[98626870,"Насос GRUNDFOS","SLV.80.80.40.4.51D.Q",2793,"J2"]
[98626857,"Насос GRUNDFOS","SLV.80.80.40.2.51D.Q",2731,"J2"]
[98626859,"Насос GRUNDFOS","SLV.80.80.60.2.51D.Q",3515,"J2"]
[98626865,"Насос GRUNDFOS","SLV.80.80.75.2.51D.Q",4173,"J2"]
[98626867,"Насос GRUNDFOS","SLV.80.80.92.2.51D.Q",4503,"J2"]
[98626861,"Насос GRUNDFOS","SLV.80.80.110.2.51D.Q",4966,"J2"]
[98626871,"Насос GRUNDFOS","SLV.80.100.40.4.51D.Q",2839,"J2"]
[98626858,"Насос GRUNDFOS","SLV.80.100.40.2.51D.Q",2735,"J2"]
[98626860,"Насос GRUNDFOS","SLV.80.100.60.2.51D.Q",3563,"J2"]
[98626866,"Насос GRUNDFOS","SLV.80.100.75.2.51D.Q",4226,"J2"]
[98626868,"Насос GRUNDFOS","SLV.80.100.92.2.51D.Q",4552,"J2"]
[98626862,"Насос GRUNDFOS","SLV.80.100.110.2.51D.Q",5015,"J2"]
[98625967,"Насос GRUNDFOS","SLV.100.100.30.4.50D.С",2928,"J2"]
[98626056,"Насос GRUNDFOS","SLV.100.100.40.4.51D.С",3397,"J2"]
[98626031,"Насос GRUNDFOS","SLV.100.100.55.4.51D.С",3865,"J2"]
[98624704,"Насос GRUNDFOS","SLV.100.100.75.4.51D.С",4805,"J2"]
[98626610,"Насос GRUNDFOS","SLV.100.100.30.EX.4.50D.С",3145,"J2"]
[98626682,"Насос GRUNDFOS","SLV.100.100.40.EX.4.51D.С",3614,"J2"]
[98626651,"Насос GRUNDFOS","SLV.100.100.55.EX.4.51D.С",4082,"J2"]
[98626691,"Насос GRUNDFOS","SLV.100.100.75.EX.4.51D.С",5065,"J2"]
[98626809,"Насос GRUNDFOS","SLV.100.100.30.4.50D.Q",3014,"J2"]
[98626872,"Насос GRUNDFOS","SLV.100.100.40.4.51D.Q",3476,"J2"]
[98626851,"Насос GRUNDFOS","SLV.100.100.55.4.51D.Q",3939,"J2"]
[98626876,"Насос GRUNDFOS","SLV.100.100.75.4.51D.Q",4928,"J2"]
[98280724,"Насос GRUNDFOS","SEG.40.15.2.1.502",1611,"J2"]
["    96076212  ","Насос GRUNDFOS","SEG.40.09.2.1.502",1496,"J2"]
[96076213,"Насос GRUNDFOS","SEG.40.09.Ex.2.1.502",1615,"J2"]
[96076214,"Насос GRUNDFOS","SEG.40.09.2.50B",1464,"J2"]
[96076215,"Насос GRUNDFOS","SEG.40.09.Ex.2.50B",1615,"J2"]
[96076217,"Насос GRUNDFOS","SEG.40.12.Ex.2.1.502",1615,"J2"]
[96076218,"Насос GRUNDFOS","SEG.40.12.2.50B",1464,"J2"]
[96076219,"Насос GRUNDFOS","SEG.40.12.Ex.2.50B",1615,"J2"]
[96076220,"Насос GRUNDFOS","SEG.40.15.2.50B",1649,"J2"]
[96076221,"Насос GRUNDFOS","SEG.40.15.Ex.2.50B",1756,"J2"]
[96076222,"Насос GRUNDFOS","SEG.40.26.2.50B",2112,"J2"]
[96076223,"Насос GRUNDFOS","SEG.40.26.Ex.2.50B",2129,"J2"]
[96076224,"Насос GRUNDFOS","SEG.40.31.2.50B",2109,"J2"]
[96076225,"Насос GRUNDFOS","SEG.40.31.Ex.2.50B",2201,"J2"]
[96076226,"Насос GRUNDFOS","SEG.40.40.2.50B",2454,"J2"]
[96076227,"Насос GRUNDFOS","SEG.40.40.Ex.2.50B",2653,"J2"]
[98390130,"Пневмотрубка GRUNDFOS","Elbow 180° with flange DN80 PN10 1.4301",290,"Z"]
[98390132,"Пневмотрубка GRUNDFOS","Elbow 180° with flange DN100 PN10 1.4301",368,"Z"]
[91712032,"Уплотнительная манжета GRUNDFOS","Sleeve LM100 D200/212 мм",60,"Z"]
[91712025,"Насадка для сверления GRUNDFOS","Hole saw  D212",273,"Z"]
[96825111,"Промежуточный кронштейн GRUNDFOS","IGRH DN40",45,"Z"]
[96825119,"Промежуточный кронштейн GRUNDFOS","IGRH DN65",80,"Z"]
[96825142,"Промежуточный кронштейн GRUNDFOS","IGRH DN80",90,"Z"]
[96825161,"Промежуточный кронштейн GRUNDFOS","IGRH DN100",103,"Z"]
[96887674,"Промежуточный кронштейн GRUNDFOS","IGRH DN150",155,"Z"]
[96003837,"Монтажный комплект (болты, гайки из оцинкованной стали,1 прокладка) GRUNDFOS","Gasket kit DN200",66,"Z"]
[97721939,"Насос GRUNDFOS","DDA 7.5-16 AR-PP/E/C-F-31U2U2FG",1229,"M1"]
[97721943,"Насос GRUNDFOS","DDA 7.5-16 AR-PP/V/C-F-31U2U2FG",1229,"M1"]
[97721947,"Насос GRUNDFOS","DDA 7.5-16 AR-PVC/E/C-F-31U2U2FG",1253,"M1"]
[97721951,"Насос GRUNDFOS","DDA 7.5-16 AR-PVC/V/C-F-31U2U2FG",1253,"M1"]
[97721967,"Насос GRUNDFOS","DDA 7.5-16 AR-PV/T/C-F-31U2U2FG",1418,"M1"]
[97722041,"Насос GRUNDFOS","DDA 12-10 AR-PP/E/C-F-31U2U2FG",1399,"M1"]
[97722045,"Насос GRUNDFOS","DDA 12-10 AR-PP/V/C-F-31U2U2FG",1399,"M1"]
[97722049,"Насос GRUNDFOS","DDA 12-10 AR-PVC/E/C-F-31U2U2FG",1423,"M1"]
[97722053,"Насос GRUNDFOS","DDA 12-10 AR-PVC/V/C-F-31U2U2FG",1423,"M1"]
[97722069,"Насос GRUNDFOS","DDA 12-10 AR-PV/T/C-F-31U2U2FG",1589,"M1"]
[97722143,"Насос GRUNDFOS","DDA 17-7 AR-PP/E/C-F-31U2U2FG",1399,"M1"]
[97722147,"Насос GRUNDFOS","DDA 17-7 AR-PP/V/C-F-31U2U2FG",1399,"M1"]
[97722151,"Насос GRUNDFOS","DDA 17-7 AR-PVC/E/C-F-31U2U2FG",1423,"M1"]
[97722155,"Насос GRUNDFOS","DDA 17-7 AR-PVC/V/C-F-31U2U2FG",1423,"M1"]
[97722171,"Насос GRUNDFOS","DDA 17-7 AR-PV/T/C-F-31U2U2FG",1589,"M1"]
[97722245,"Насос GRUNDFOS","DDA 30-4 AR-PP/E/C-F-31U2U2FG",1527,"M1"]
[97722249,"Насос GRUNDFOS","DDA 30-4 AR-PP/V/C-F-31U2U2FG",1527,"M1"]
[97722253,"Насос GRUNDFOS","DDA 30-4 AR-PVC/E/C-F-31U2U2FG",1551,"M1"]
[97722257,"Насос GRUNDFOS","DDA 30-4 AR-PVC/V/C-F-31U2U2FG",1551,"M1"]
[97722273,"Насос GRUNDFOS","DDA 30-4 AR-PV/T/C-F-31U2U2FG",1716,"M1"]
["  97721940      ","Насос GRUNDFOS","DDA 7.5-16 AR-PP/E/C-F-31U2U2FG",1172,"M1"]
[97721944,"Насос GRUNDFOS","DDA 7.5-16 AR-PP/V/C-F-31U2U2FG",1172,"M1"]
[97721948,"Насос GRUNDFOS","DDA 7.5-16 AR-PVC/E/C-F-31U2U2FG",1196,"M1"]
[97721952,"Насос GRUNDFOS","DDA 7.5-16 AR-PVC/V/C-F-31U2U2FG",1196,"M1"]
[97721968,"Насос GRUNDFOS","DDA 7.5-16 AR-PV/T/C-F-31U2U2FG",1361,"M1"]
[97721971,"Насос GRUNDFOS","DDA 7.5-16 AR-SS/T/SS-F-31AAFG",1843,"M1"]
[97722042,"Насос GRUNDFOS","DDA 12-10 AR-PP/E/C-F-31U2U2FG",1325,"M1"]
[97722046,"Насос GRUNDFOS","DDA 12-10 AR-PP/V/C-F-31U2U2FG",1325,"M1"]
[97722050,"Насос GRUNDFOS","DDA 12-10 AR-PVC/E/C-F-31U2U2FG",1349,"M1"]
[97722054,"Насос GRUNDFOS","DDA 12-10 AR-PVC/V/C-F-31U2U2FG",1349,"M1"]
[97722070,"Насос GRUNDFOS","DDA 12-10 AR-PV/T/C-F-31U2U2FG",1515,"M1"]
[97722073,"Насос GRUNDFOS","DDA 12-10 AR-SS/T/SS-F-31AAFG",1997,"M1"]
[97722144,"Насос GRUNDFOS","DDA 17-7 AR-PP/E/C-F-31U2U2FG",1325,"M1"]
[97722148,"Насос GRUNDFOS","DDA 17-7 AR-PP/V/C-F-31U2U2FG",1325,"M1"]
[97722152,"Насос GRUNDFOS","DDA 17-7 AR-PVC/E/C-F-31U2U2FG",1349,"M1"]
[97722156,"Насос GRUNDFOS","DDA 17-7 AR-PVC/V/C-F-31U2U2FG",1349,"M1"]
[97722172,"Насос GRUNDFOS","DDA 17-7 AR-PV/T/C-F-31U2U2FG",1515,"M1"]
[97722175,"Насос GRUNDFOS","DDA 17-7 AR-SS/T/SS-F-31AAFG",1997,"M1"]
[97722246,"Насос GRUNDFOS","DDA 30-4 AR-PP/E/C-F-31U2U2FG",1453,"M1"]
[97722250,"Насос GRUNDFOS","DDA 30-4 AR-PP/V/C-F-31U2U2FG",1453,"M1"]
[97722254,"Насос GRUNDFOS","DDA 30-4 AR-PVC/E/C-F-31U2U2FG",1477,"M1"]
[97722258,"Насос GRUNDFOS","DDA 30-4 AR-PVC/V/C-F-31U2U2FG",1477,"M1"]
[97722274,"Насос GRUNDFOS","DDA 30-4 AR-PV/T/C-F-31U2U2FG",1643,"M1"]
[97722277,"Насос GRUNDFOS","DDA 30-4 AR-SS/T/SS-F-31AAFG",2125,"M1"]
[97721973,"Насос GRUNDFOS","DDA 7.5-16 FC-PP/E/C-F-31U2U2FG",1516,"M1"]
[97721977,"Насос GRUNDFOS","DDA 7.5-16 FC-PP/V/C-F-31U2U2FG",1516,"M1"]
[97721981,"Насос GRUNDFOS","DDA 7.5-16 FC-PVC/E/C-F-31U2U2FG",1540,"M1"]
[97721985,"Насос GRUNDFOS","DDA 7.5-16 FC-PVC/V/C-F-31U2U2FG",1540,"M1"]
[97722001,"Насос GRUNDFOS","DDA 7.5-16 FC-PV/T/C-F-31U2U2FG",1705,"M1"]
[97722075,"Насос GRUNDFOS","DDA 12-10 FC-PP/E/C-F-31U2U2FG",1689,"M1"]
[97722079,"Насос GRUNDFOS","DDA 12-10 FC-PP/V/C-F-31U2U2FG",1689,"M1"]
[97722083,"Насос GRUNDFOS","DDA 12-10 FC-PVC/E/C-F-31U2U2FG",1710,"M1"]
[97722087,"Насос GRUNDFOS","DDA 12-10 FC-PVC/V/C-F-31U2U2FG",1710,"M1"]
[97722103,"Насос GRUNDFOS","DDA 12-10 FC-PV/T/C-F-31U2U2FG",1876,"M1"]
[97721974,"Насос GRUNDFOS","DDA 7.5-16 FC-PP/E/C-F-31U2U2FG",1459,"M1"]
[97721978,"Насос GRUNDFOS","DDA 7.5-16 FC-PP/V/C-F-31U2U2FG",1459,"M1"]
[97721982,"Насос GRUNDFOS","DDA 7.5-16 FC-PVC/E/C-F-31U2U2FG",1483,"M1"]
[97721986,"Насос GRUNDFOS","DDA 7.5-16 FC-PVC/V/C-F-31U2U2FG",1483,"M1"]
[97722002,"Насос GRUNDFOS","DDA 7.5-16 FC-PV/T/C-F-31U2U2FG",1648,"M1"]
[97722005,"Насос GRUNDFOS","DDA 7.5-16 FC-SS/T/SS-F-31AAFG",2136,"M1"]
[97722076,"Насос GRUNDFOS","DDA 12-10 FC-PP/E/C-F-31U2U2FG",1612,"M1"]
[97722080,"Насос GRUNDFOS","DDA 12-10 FC-PP/V/C-F-31U2U2FG",1612,"M1"]
[97722084,"Насос GRUNDFOS","DDA 12-10 FC-PVC/E/C-F-31U2U2FG",1636,"M1"]
[97722088,"Насос GRUNDFOS","DDA 12-10 FC-PVC/V/C-F-31U2U2FG",1636,"M1"]
[97722104,"Насос GRUNDFOS","DDA 12-10 FC-PV/T/C-F-31U2U2FG",1802,"M1"]
[97722107,"Насос GRUNDFOS","DDA 12-10 FC-SS/T/SS-F-31AAFG",2289,"M1"]
[" 97722177      ","Насос GRUNDFOS","DDA 17-7 FC-PP/E/C-F-31U2U2FG",1686,"M1"]
[97722181,"Насос GRUNDFOS","DDA 17-7 FC-PP/V/C-F-31U2U2FG",1686,"M1"]
[97722185,"Насос GRUNDFOS","DDA 17-7 FC-PVC/E/C-F-31U2U2FG",1710,"M1"]
[97722189,"Насос GRUNDFOS","DDA 17-7 FC-PVC/V/C-F-31U2U2FG",1710,"M1"]
[97722205,"Насос GRUNDFOS","DDA 17-7 FC-PV/T/C-F-31U2U2FG",1876,"M1"]
[97722279,"Насос GRUNDFOS","DDA 30-4 FC-PP/E/C-F-31U2U2FG",1814,"M1"]
[97722283,"Насос GRUNDFOS","DDA 30-4 FC-PP/V/C-F-31U2U2FG",1814,"M1"]
[97722288,"Насос GRUNDFOS","DDA 30-4 FC-PVC/E/C-F-31U2U2FG",1838,"M1"]
[97722292,"Насос GRUNDFOS","DDA 30-4 FC-PVC/V/C-F-31U2U2FG",1838,"M1"]
[97722308,"Насос GRUNDFOS","DDA 30-4 FC-PV/T/C-F-31U2U2FG",2003,"M1"]
[" 97722178       ","Насос GRUNDFOS","DDA 17-7 FC-PP/E/C-F-31U2U2FG",1612,"M1"]
[97722182,"Насос GRUNDFOS","DDA 17-7 FC-PP/V/C-F-31U2U2FG",1612,"M1"]
[97722186,"Насос GRUNDFOS","DDA 17-7 FC-PVC/E/C-F-31U2U2FG",1636,"M1"]
[97722190,"Насос GRUNDFOS","DDA 17-7 FC-PVC/V/C-F-31U2U2FG",1636,"M1"]
[97722206,"Насос GRUNDFOS","DDA 17-7 FC-PV/T/C-F-31U2U2FG",1802,"M1"]
[97722209,"Насос GRUNDFOS","DDA 17-7 FC-SS/T/SS-F-31AAFG",2289,"M1"]
[97722280,"Насос GRUNDFOS","DDA 30-4 FC-PP/E/C-F-31U2U2FG",1740,"M1"]
[97722284,"Насос GRUNDFOS","DDA 30-4 FC-PP/V/C-F-31U2U2FG",1740,"M1"]
[97722289,"Насос GRUNDFOS","DDA 30-4 FC-PVC/E/C-F-31U2U2FG",1764,"M1"]
[97722293,"Насос GRUNDFOS","DDA 30-4 FC-PVC/V/C-F-31U2U2FG",1764,"M1"]
[97722309,"Насос GRUNDFOS","DDA 30-4 FC-PV/T/C-F-31U2U2FG",1930,"M1"]
[97722312,"Насос GRUNDFOS","DDA 30-4 FC-SS/T/SS-F-31AAFG",2418,"M1"]
["  97722007      ","Насос GRUNDFOS","DDA 7.5-16 FCM-PP/E/C-F-31U2U2FG",1767,"M1"]
[97722011,"Насос GRUNDFOS","DDA 7.5-16 FCM-PP/V/C-F-31U2U2FG",1767,"M1"]
[97722015,"Насос GRUNDFOS","DDA 7.5-16 FCM-PVC/E/C-F-31U2U2FG",1791,"M1"]
[97722019,"Насос GRUNDFOS","DDA 7.5-16 FCM-PVC/V/C-F-31U2U2FG",1791,"M1"]
[97722035,"Насос GRUNDFOS","DDA 7.5-16 FCM-PV/T/C-F-31U2U2FG",1957,"M1"]
[97722109,"Насос GRUNDFOS","DDA 12-10 FCM-PP/E/C-F-31U2U2FG",1937,"M1"]
[97722113,"Насос GRUNDFOS","DDA 12-10 FCM-PP/V/C-F-31U2U2FG",1937,"M1"]
[97722117,"Насос GRUNDFOS","DDA 12-10 FCM-PVC/E/C-F-31U2U2FG",1961,"M1"]
[97722121,"Насос GRUNDFOS","DDA 12-10 FCM-PVC/V/C-F-31U2U2FG",1961,"M1"]
[97722137,"Насос GRUNDFOS","DDA 12-10 FCM-PV/T/C-F-31U2U2FG",2127,"M1"]
[97722211,"Насос GRUNDFOS","DDA 17-7 FCM-PP/E/C-F-31U2U2FG",1937,"M1"]
[97722215,"Насос GRUNDFOS","DDA 17-7 FCM-PP/V/C-F-31U2U2FG",1937,"M1"]
[97722219,"Насос GRUNDFOS","DDA 17-7 FCM-PVC/E/C-F-31U2U2FG",1961,"M1"]
[97722223,"Насос GRUNDFOS","DDA 17-7 FCM-PVC/V/C-F-31U2U2FG",1961,"M1"]
[97722239,"Насос GRUNDFOS","DDA 17-7 FCM-PV/T/C-F-31U2U2FG",2127,"M1"]
[97722314,"Насос GRUNDFOS","DDA 30-4 FCM-PP/E/C-F-31U2U2FG",2065,"M1"]
[97722318,"Насос GRUNDFOS","DDA 30-4 FCM-PP/V/C-F-31U2U2FG",2065,"M1"]
[97722332,"Насос GRUNDFOS","DDA 30-4 FCM-PVC/E/C-F-31U2U2FG",2089,"M1"]
[97722336,"Насос GRUNDFOS","DDA 30-4 FCM-PVC/V/C-F-31U2U2FG",2089,"M1"]
[97722352,"Насос GRUNDFOS","DDA 30-4 FCM-PV/T/C-F-31U2U2FG",2255,"M1"]
[" 97722008        ","Насос GRUNDFOS","DDA 7.5-16 FCM-PP/E/C-F-31U2U2FG",1710,"M1"]
[97722012,"Насос GRUNDFOS","DDA 7.5-16 FCM-PP/V/C-F-31U2U2FG",1710,"M1"]
[97722016,"Насос GRUNDFOS","DDA 7.5-16 FCM-PVC/E/C-F-31U2U2FG",1734,"M1"]
[97722020,"Насос GRUNDFOS","DDA 7.5-16 FCM-PVC/V/C-F-31U2U2FG",1734,"M1"]
[97722036,"Насос GRUNDFOS","DDA 7.5-16 FCM-PV/T/C-F-31U2U2FG",1905,"M1"]
[97722039,"Насос GRUNDFOS","DDA 7.5-16 FCM-SS/T/SS-F-31AAFG",2392,"M1"]
[97722110,"Насос GRUNDFOS","DDA 12-10 FCM-PP/E/C-F-31U2U2FG",1864,"M1"]
[97722114,"Насос GRUNDFOS","DDA 12-10 FCM-PP/V/C-F-31U2U2FG",1864,"M1"]
[97722118,"Насос GRUNDFOS","DDA 12-10 FCM-PVC/E/C-F-31U2U2FG",1887,"M1"]
[97722122,"Насос GRUNDFOS","DDA 12-10 FCM-PVC/V/C-F-31U2U2FG",1887,"M1"]
[97722138,"Насос GRUNDFOS","DDA 12-10 FCM-PV/T/C-F-31U2U2FG",2058,"M1"]
[97722141,"Насос GRUNDFOS","DDA 12-10 FCM-SS/T/SS-F-31AAFG",2546,"M1"]
[97722212,"Насос GRUNDFOS","DDA 17-7 FCM-PP/E/C-F-31U2U2FG",1864,"M1"]
[97722216,"Насос GRUNDFOS","DDA 17-7 FCM-PP/V/C-F-31U2U2FG",1864,"M1"]
[97722220,"Насос GRUNDFOS","DDA 17-7 FCM-PVC/E/C-F-31U2U2FG",1887,"M1"]
[97722224,"Насос GRUNDFOS","DDA 17-7 FCM-PVC/V/C-F-31U2U2FG",1887,"M1"]
[97722240,"Насос GRUNDFOS","DDA 17-7 FCM-PV/T/C-F-31U2U2FG",2058,"M1"]
[97722243,"Насос GRUNDFOS","DDA 17-7 FCM-SS/T/SS-F-31AAFG",2546,"M1"]
[97722315,"Насос GRUNDFOS","DDA 30-4 FCM-PP/E/C-F-31U2U2FG",1992,"M1"]
[97722319,"Насос GRUNDFOS","DDA 30-4 FCM-PP/V/C-F-31U2U2FG",1992,"M1"]
[97722333,"Насос GRUNDFOS","DDA 30-4 FCM-PVC/E/C-F-31U2U2FG",2015,"M1"]
[97722337,"Насос GRUNDFOS","DDA 30-4 FCM-PVC/V/C-F-31U2U2FG",2015,"M1"]
[97722353,"Насос GRUNDFOS","DDA 30-4 FCM-PV/T/C-F-31U2U2FG",2185,"M1"]
[97722356,"Насос GRUNDFOS","DDA 30-4 FCM-SS/T/SS-F-31AAFG",2674,"M1"]
[" 97721325       ","Насос GRUNDFOS","DDC 6-10 A-PP/E/C-F-31U2U2FG",716,"M1","DDC 6-10 A-SS/T/SS-F-31AAFG"]
[97721329,"Насос GRUNDFOS","DDC 6-10 A-PP/V/C-F-31U2U2FG",716,"M1","DDC 9-7 A-SS/T/SS-F-31AAFG"]
[97721333,"Насос GRUNDFOS","DDC 6-10 A-PVC/E/C-F-31U2U2FG",739,"M1","DDC 15-4 A-SS/T/SS-F-31AAFG"]
[97721337,"Насос GRUNDFOS","DDC 6-10 A-PVC/V/C-F-31U2U2FG",739,"M1"]
[97721353,"Насос GRUNDFOS","DDC 6-10 A-PV/T/C-F-31U2U2FG",905,"M1"]
[97721394,"Насос GRUNDFOS","DDC 9-7 A-PP/E/C-F-31U2U2FG",732,"M1"]
[97721398,"Насос GRUNDFOS","DDC 9-7 A-PP/V/C-F-31U2U2FG",732,"M1"]
[97721402,"Насос GRUNDFOS","DDC 9-7 A-PVC/E/C-F-31U2U2FG",756,"M1"]
[97721406,"Насос GRUNDFOS","DDC 9-7 A-PVC/V/C-F-31U2U2FG",756,"M1"]
[97721422,"Насос GRUNDFOS","DDC 9-7 A-PV/T/C-F-31U2U2FG",921,"M1"]
[97721462,"Насос GRUNDFOS","DDC 15-4 A-PP/E/C-F-31U2U2FG",874,"M1"]
[97721466,"Насос GRUNDFOS","DDC 15-4 A-PP/V/C-F-31U2U2FG",874,"M1"]
[97721470,"Насос GRUNDFOS","DDC 15-4 A-PVC/E/C-F-31U2U2FG",898,"M1"]
[97721474,"Насос GRUNDFOS","DDC 15-4 A-PVC/V/C-F-31U2U2FG",898,"M1"]
[97721490,"Насос GRUNDFOS","DDC 15-4 A-PV/T/C-F-31U2U2FG",1064,"M1"]
["  97721326      ","Насос GRUNDFOS","DDC 6-10 A-PP/E/C-F-31U2U2FG",658,"M1"]
[97721330,"Насос GRUNDFOS","DDC 6-10 A-PP/V/C-F-31U2U2FG",658,"M1"]
[97721334,"Насос GRUNDFOS","DDC 6-10 A-PVC/E/C-F-31U2U2FG",682,"M1"]
[97721338,"Насос GRUNDFOS","DDC 6-10 A-PVC/V/C-F-31U2U2FG",682,"M1"]
[97721354,"Насос GRUNDFOS","DDC 6-10 A-PV/T/C-F-31U2U2FG",848,"M1"]
[97721357,"Насос GRUNDFOS","DDC 6-10 A-SS/T/SS-F-31AAFG",1322,"M1"]
[97721395,"Насос GRUNDFOS","DDC 9-7 A-PP/E/C-F-31U2U2FG",658,"M1"]
[97721399,"Насос GRUNDFOS","DDC 9-7 A-PP/V/C-F-31U2U2FG",658,"M1"]
[97721403,"Насос GRUNDFOS","DDC 9-7 A-PVC/E/C-F-31U2U2FG",682,"M1"]
[97721407,"Насос GRUNDFOS","DDC 9-7 A-PVC/V/C-F-31U2U2FG",682,"M1"]
[97721423,"Насос GRUNDFOS","DDC 9-7 A-PV/T/C-F-31U2U2FG",848,"M1"]
[97721426,"Насос GRUNDFOS","DDC 9-7 A-SS/T/SS-F-31AAFG",1322,"M1"]
[97721463,"Насос GRUNDFOS","DDC 15-4 A-PP/E/C-F-31U2U2FG",801,"M1"]
[97721467,"Насос GRUNDFOS","DDC 15-4 A-PP/V/C-F-31U2U2FG",801,"M1"]
[97721471,"Насос GRUNDFOS","DDC 15-4 A-PVC/E/C-F-31U2U2FG",824,"M1"]
[97721475,"Насос GRUNDFOS","DDC 15-4 A-PVC/V/C-F-31U2U2FG",824,"M1"]
[97721491,"Насос GRUNDFOS","DDC 15-4 A-PV/T/C-F-31U2U2FG",990,"M1"]
[97721494,"Насос GRUNDFOS","DDC 15-4 A-SS/T/SS-F-31AAFG",1464,"M1","DDC 6-10 AR-SS/T/SS-F-31AAFG"]
["  97721359            ","Насос GRUNDFOS","DDC 6-10 AR-PP/E/C-F-31U2U2FG",900,"M1","DDC 9-7 AR-SS/T/SS-F-31AAFG"]
[97721363,"Насос GRUNDFOS","DDC 6-10 AR-PP/V/C-F-31U2U2FG",900,"M1","DDC 15-4 AR-SS/T/SS-F-31AAFG"]
[97721367,"Насос GRUNDFOS","DDC 6-10 AR-PVC/E/C-F-31U2U2FG",923,"M1"]
[97721371,"Насос GRUNDFOS","DDC 6-10 AR-PVC/V/C-F-31U2U2FG",923,"M1"]
[97721388,"Насос GRUNDFOS","DDC 6-10 AR-PV/T/C-F-31U2U2FG",1089,"M1"]
[97721428,"Насос GRUNDFOS","DDC 9-7 AR-PP/E/C-F-31U2U2FG",916,"M1"]
[97721432,"Насос GRUNDFOS","DDC 9-7 AR-PP/V/C-F-31U2U2FG",916,"M1"]
[97721436,"Насос GRUNDFOS","DDC 9-7 AR-PVC/E/C-F-31U2U2FG",940,"M1"]
[97721440,"Насос GRUNDFOS","DDC 9-7 AR-PVC/V/C-F-31U2U2FG",940,"M1"]
[97721456,"Насос GRUNDFOS","DDC 9-7 AR-PV/T/C-F-31U2U2FG",1105,"M1"]
[97721496,"Насос GRUNDFOS","DDC 15-4 AR-PP/E/C-F-31U2U2FG",1058,"M1"]
[97721500,"Насос GRUNDFOS","DDC 15-4 AR-PP/V/C-F-31U2U2FG",1058,"M1"]
[97721504,"Насос GRUNDFOS","DDC 15-4 AR-PVC/E/C-F-31U2U2FG",1082,"M1"]
[97721508,"Насос GRUNDFOS","DDC 15-4 AR-PVC/V/C-F-31U2U2FG",1082,"M1"]
[97721524,"Насос GRUNDFOS","DDC 15-4 AR-PV/T/C-F-31U2U2FG",1248,"M1"]
[" 97721360      ","Насос GRUNDFOS","DDC 6-10 AR-PP/E/C-F-31U2U2FG",842,"M1"]
[97721364,"Насос GRUNDFOS","DDC 6-10 AR-PP/V/C-F-31U2U2FG",842,"M1"]
[97721368,"Насос GRUNDFOS","DDC 6-10 AR-PVC/E/C-F-31U2U2FG",866,"M1"]
[97721372,"Насос GRUNDFOS","DDC 6-10 AR-PVC/V/C-F-31U2U2FG",866,"M1"]
[97721389,"Насос GRUNDFOS","DDC 6-10 AR-PV/T/C-F-31U2U2FG",1032,"M1"]
[97721392,"Насос GRUNDFOS","DDC 6-10 AR-SS/T/SS-F-31AAFG",1506,"M1"]
[97721429,"Насос GRUNDFOS","DDC 9-7 AR-PP/E/C-F-31U2U2FG",842,"M1"]
[97721433,"Насос GRUNDFOS","DDC 9-7 AR-PP/V/C-F-31U2U2FG",842,"M1"]
[97721437,"Насос GRUNDFOS","DDC 9-7 AR-PVC/E/C-F-31U2U2FG",866,"M1"]
[97721441,"Насос GRUNDFOS","DDC 9-7 AR-PVC/V/C-F-31U2U2FG",866,"M1"]
[97721457,"Насос GRUNDFOS","DDC 9-7 AR-PV/T/C-F-31U2U2FG",1032,"M1"]
[97721460,"Насос GRUNDFOS","DDC 9-7 AR-SS/T/SS-F-31AAFG",1506,"M1"]
[97721497,"Насос GRUNDFOS","DDC 15-4 AR-PP/E/C-F-31U2U2FG",985,"M1"]
[97721501,"Насос GRUNDFOS","DDC 15-4 AR-PP/V/C-F-31U2U2FG",985,"M1"]
[97721505,"Насос GRUNDFOS","DDC 15-4 AR-PVC/E/C-F-31U2U2FG",1008,"M1"]
[97721509,"Насос GRUNDFOS","DDC 15-4 AR-PVC/V/C-F-31U2U2FG",1008,"M1"]
[97721525,"Насос GRUNDFOS","DDC 15-4 AR-PV/T/C-F-31U2U2FG",1174,"M1"]
[97721528,"Насос GRUNDFOS","DDC 15-4 AR-SS/T/SS-F-31AAFG",1648,"M1"]
[97720906,"Насос GRUNDFOS","DDE 6-10 B-PP/E/C-X-31U2U2FG",461,"M1"]
[97720910,"Насос GRUNDFOS","DDE 6-10 B-PP/V/C-X-31U2U2FG",461,"M1"]
[97720924,"Насос GRUNDFOS","DDE 6-10 B-PVC/E/C-X-31U2U2FG",486,"M1"]
[97720928,"Насос GRUNDFOS","DDE 6-10 B-PVC/V/C-X-31U2U2FG",486,"M1"]
[97720944,"Насос GRUNDFOS","DDE 6-10 B-PV/T/C-X-31U2U2FG",664,"M1"]
[97720984,"Насос GRUNDFOS","DDE 15-4 B-PP/E/C-X-31U2U2FG",629,"M1"]
[97720988,"Насос GRUNDFOS","DDE 15-4 B-PP/V/C-X-31U2U2FG",629,"M1"]
[97720992,"Насос GRUNDFOS","DDE 15-4 B-PVC/E/C-X-31U2U2FG",655,"M1"]
[97720996,"Насос GRUNDFOS","DDE 15-4 B-PVC/V/C-X-31U2U2FG",655,"M1"]
[97721012,"Насос GRUNDFOS","DDE 15-4 B-PV/T/C-X-31U2U2FG",832,"M1"]
[97720907,"Насос GRUNDFOS","DDE 6-10 B-PP/E/C-X-31U2U2FG",400,"M1"]
[97720921,"Насос GRUNDFOS","DDE 6-10 B-PP/V/C-X-31U2U2FG",400,"M1"]
[97720925,"Насос GRUNDFOS","DDE 6-10 B-PVC/E/C-X-31U2U2FG",425,"M1"]
[97720929,"Насос GRUNDFOS","DDE 6-10 B-PVC/V/C-X-31U2U2FG",425,"M1"]
[97720945,"Насос GRUNDFOS","DDE 6-10 B-PV/T/C-X-31U2U2FG",603,"M1"]
[97720948,"Насос GRUNDFOS","DDE 6-10 B-SS/T/SS-X-31AAFG",1110,"M1"]
[97720985,"Насос GRUNDFOS","DDE 15-4 B-PP/E/C-X-31U2U2FG",550,"M1"]
[97720989,"Насос GRUNDFOS","DDE 15-4 B-PP/V/C-X-31U2U2FG",550,"M1"]
[97720993,"Насос GRUNDFOS","DDE 15-4 B-PVC/E/C-X-31U2U2FG",576,"M1"]
[97720997,"Насос GRUNDFOS","DDE 15-4 B-PVC/V/C-X-31U2U2FG",576,"M1"]
[97721013,"Насос GRUNDFOS","DDE 15-4 B-PV/T/C-X-31U2U2FG",753,"M1"]
[97721016,"Насос GRUNDFOS","DDE 15-4 B-SS/T/SS-X-31AAFG",1261,"M1"]
[97720950,"Насос GRUNDFOS","DDE 6-10 P-PP/E/C-X-31U2U2FG",551,"M1"]
[97720954,"Насос GRUNDFOS","DDE 6-10 P-PP/V/C-X-31U2U2FG",551,"M1"]
[97720958,"Насос GRUNDFOS","DDE 6-10 P-PVC/E/C-X-31U2U2FG",577,"M1"]
[97720962,"Насос GRUNDFOS","DDE 6-10 P-PVC/V/C-X-31U2U2FG",577,"M1"]
[97720978,"Насос GRUNDFOS","DDE 6-10 P-PV/T/C-X-31U2U2FG",754,"M1"]
[97721018,"Насос GRUNDFOS","DDE 15-4 P-PP/E/C-X-31U2U2FG",720,"M1"]
[97721022,"Насос GRUNDFOS","DDE 15-4 P-PP/V/C-X-31U2U2FG",720,"M1"]
[97721026,"Насос GRUNDFOS","DDE 15-4 P-PVC/E/C-X-31U2U2FG",745,"M1"]
[97721030,"Насос GRUNDFOS","DDE 15-4 P-PVC/V/C-X-31U2U2FG",745,"M1"]
[97721046,"Насос GRUNDFOS","DDE 15-4 P-PV/T/C-X-31U2U2FG",923,"M1"]
["97720951      ","Насос GRUNDFOS","DDE 6-10 P-PP/E/C-X-31U2U2FG",490,"M1"]
[97720955,"Насос GRUNDFOS","DDE 6-10 P-PP/V/C-X-31U2U2FG",490,"M1"]
[97720959,"Насос GRUNDFOS","DDE 6-10 P-PVC/E/C-X-31U2U2FG",515,"M1"]
[97720963,"Насос GRUNDFOS","DDE 6-10 P-PVC/V/C-X-31U2U2FG",515,"M1"]
[97720979,"Насос GRUNDFOS","DDE 6-10 P-PV/T/C-X-31U2U2FG",693,"M1"]
[97720982,"Насос GRUNDFOS","DDE 6-10 P-SS/T/SS-X-31AAFG",1201,"M1"]
[97721019,"Насос GRUNDFOS","DDE 15-4 P-PP/E/C-X-31U2U2FG",641,"M1"]
[97721023,"Насос GRUNDFOS","DDE 15-4 P-PP/V/C-X-31U2U2FG",641,"M1"]
[97721027,"Насос GRUNDFOS","DDE 15-4 P-PVC/E/C-X-31U2U2FG",666,"M1"]
[97721031,"Насос GRUNDFOS","DDE 15-4 P-PVC/V/C-X-31U2U2FG",666,"M1"]
[97721047,"Насос GRUNDFOS","DDE 15-4 P-PV/T/C-X-31U2U2FG",844,"M1"]
[97721050,"Насос GRUNDFOS","DDE 15-4 P-SS/T/SS-X-31AAFG",1351,"M1"]
[98147261,"Насос GRUNDFOS","DDE 6-10 PR-PP/E/C-X-31U2U2FG",609,"M1"]
[98147265,"Насос GRUNDFOS","DDE 6-10 PR-PP/V/C-X-31U2U2FG",609,"M1"]
[98147269,"Насос GRUNDFOS","DDE 6-10 PR-PVC/E/C-X-31U2U2FG",634,"M1"]
[98147273,"Насос GRUNDFOS","DDE 6-10 PR-PVC/V/C-X-31U2U2FG",634,"M1"]
[98147289,"Насос GRUNDFOS","DDE 6-10 PR-PV/T/C-X-31U2U2FG",812,"M1"]
[98147295,"Насос GRUNDFOS","DDE 15-4 PR-PP/E/C-X-31U2U2FG",777,"M1"]
[98147299,"Насос GRUNDFOS","DDE 15-4 PR-PP/V/C-X-31U2U2FG",777,"M1"]
[98147303,"Насос GRUNDFOS","DDE 15-4 PR-PVC/E/C-X-31U2U2FG",802,"M1"]
[98147307,"Насос GRUNDFOS","DDE 15-4 PR-PVC/V/C-X-31U2U2FG",802,"M1"]
[98147323,"Насос GRUNDFOS","DDE 15-4 PR-PV/T/C-X-31U2U2FG",980,"M1"]
[98147262,"Насос GRUNDFOS","DDE 6-10 PR-PP/E/C-X-31U2U2FG",547,"M1"]
[98147266,"Насос GRUNDFOS","DDE 6-10 PR-PP/V/C-X-31U2U2FG",547,"M1"]
[98147270,"Насос GRUNDFOS","DDE 6-10 PR-PVC/E/C-X-31U2U2FG",573,"M1"]
[98147274,"Насос GRUNDFOS","DDE 6-10 PR-PVC/V/C-X-31U2U2FG",573,"M1"]
[98147290,"Насос GRUNDFOS","DDE 6-10 PR-PV/T/C-X-31U2U2FG",750,"M1"]
[98147293,"Насос GRUNDFOS","DDE 6-10 PR-SS/T/SS-X-31AAFG",1258,"M1"]
[98147296,"Насос GRUNDFOS","DDE 15-4 PR-PP/E/C-X-31U2U2FG",698,"M1"]
[98147300,"Насос GRUNDFOS","DDE 15-4 PR-PP/V/C-X-31U2U2FG",698,"M1"]
[98147304,"Насос GRUNDFOS","DDE 15-4 PR-PVC/E/C-X-31U2U2FG",724,"M1"]
[98147308,"Насос GRUNDFOS","DDE 15-4 PR-PVC/V/C-X-31U2U2FG",724,"M1"]
[98147324,"Насос GRUNDFOS","DDE 15-4 PR-PV/T/C-X-31U2U2FG",901,"M1"]
[98147327,"Насос GRUNDFOS","DDE 15-4 PR-SS/T/SS-X-31AAFG",1409,"M1"]
[96684804,"Насос GRUNDFOS","DDI 60-10 AF-PV/T/C-S-31B3B3F",3541,"M5"]
[96722524,"Насос GRUNDFOS","DMH 5,0-10 B-PVC/V/G-X-E1B1B1",2083,"М9"]
[96686294,"Насос GRUNDFOS","DMH 13-10 B-PVC/V/G-X-E1B1B1",2080,"М9"]
[96722194,"Насос GRUNDFOS","DMH 24-10 B-PVC/V/G-X-E1B1B1",2080,"М9"]
[96639979,"Насос GRUNDFOS","DMH 37-10 B-PVC/V/G-X-E1B1B1",2158,"М9"]
[96686730,"Насос GRUNDFOS","DMH 46-10 B-PVC/V/G-X-E1B1B1",2120,"М9"]
[96686861,"Насос GRUNDFOS","DMH 67-10 B-PVC/V/G-X-E1B2B2",2559,"М9"]
[95727676,"Насос GRUNDFOS","DMH 67-10 B-PP/E/T-X-E1B4B4",2531,"М9"]
[96723492,"Насос GRUNDFOS","DMH 100-10 B-PVC/V/G-X-E1B2B2",2585,"М9"]
[96686958,"Насос GRUNDFOS","DMH 143-10 B-PVC/V/G-X-E1B2B2",6166,"М9"]
[96687022,"Насос GRUNDFOS","DMH 213-10 B-PVC/V/G-X-E1B2B2",6089,"М9"]
[96693506,"Насос GRUNDFOS","DMH 291-10 B-PVC/V/G-X-E1B2B2",6111,"М9"]
[96687150,"Насос GRUNDFOS","DMH 332-10 B-PVC/V/G-X-E1B2B2",6548,"М9"]
[96638698,"Насос GRUNDFOS","DMH 550-10 B-PVC/V/G-X-E7B2B8",6921,"М9"]
[95729532,"Насос GRUNDFOS","DMH 770-10 B-PVC/V/G-X-X1B8B8",9125,"М9"]
[95734638,"Насос GRUNDFOS","DMH 1150-10 B-PVC/V/G-X-X1B8B8",9130,"М9"]
[96606401,"Штекер с контактами без кабеля GRUNDFOS","Kit, control cable 5m, 5 pole DME60-940",34,"ZM1"]
[96440450,"Кабель со штекером GRUNDFOS","Kit, control cable 2m, 4 pole DME60-940",42,"ZM1"]
[96440451,"Кабель со штекером GRUNDFOS","Kit, control cable 5m, 4 pole DME60-940",49,"ZM1"]
[96440452,"Кабель со штекером GRUNDFOS","Kit, control cable 4 pole DME60-940",34,"ZM1"]
[96698715,"Штекер с контактами без кабеля для DMX-AR,DMH-AR, DDA, DDC, DDI GRUNDFOS","4-pole M12 cable",34,"ZM1"]
[96632921,"Кабель со штекером для DMX-AR,DMH-AR, DDA, DDC, DDE, DDI GRUNDFOS","4-pole 2M cable",42,"ZM1"]
[96632922,"Кабель со штекером для DMX-AR,DMH-AR, DDA, DDC, DDE, DDI GRUNDFOS","4-pole 5M cable",49,"ZM1"]
[96609031,"Штекер с контактами без кабеля для DMX-AR, DMH-AR, DDA, DDC, DDE, DDI GRUNDFOS","4-pole cable",34,"ZM1"]
[96696198,"Штекер с контактами без кабеля для DMX-AR, DMH-AR, DDA,\nDDC, DDE, DDI GRUNDFOS","4-pole M12 plug cable socket 3",34,"ZM1"]
[98563350,"Модуль передачи данных GRUNDFOS","E-box 200",573,"ZM1"]
[96693735,"Соединение PROFIBUS GRUNDFOS","Т-коннектор",378,"ZM1"]
[96693737,"Соединение PROFIBUS GRUNDFOS","Нагрузочный резистор",57,"ZM1"]
[96726831,"Резервуар для химических реагентов GRUNDFOS","Поддон 80л",333,"ZM1"]
[96726832,"Резервуар для химических реагентов GRUNDFOS","Поддон 120л",411,"ZM1"]
[98153084,"Резервуар для химических реагентов GRUNDFOS","Поддон 220л",427,"ZM1"]
[96726834,"Резервуар для химических реагентов GRUNDFOS","Поддон 400л",1027,"ZM1"]
[95701272,"Резервуар для химических реагентов GRUNDFOS","Поддон 500л",1499,"ZM1"]
[96726836,"Резервуар для химических реагентов GRUNDFOS","Поддон 1000л",2586,"ZM1"]
[98149921,"Набор скоб для монтажа на полу GRUNDFOS","4 шт для резервуаров 60-500 л",42,"ZM1"]
[95730862,"Набор винтов для монтажа насоса на 100-литровом квадратном резервуаре GRUNDFOS","Для насосв DDA, DDC, DDE",20,"ZM1"]
[98159495,"Набор винтов для монтажа насоса на 60-, 100-, 200-, 300-, 500-литровом цилиндрическом резервуаре GRUNDFOS","Для насосв DDA, DDC, DDE, DDI, DMX 221",20,"ZM1"]
[95730864,"Набор винтов для монтажа насоса на 40- и 1000-литоровом цилиндрическом резервуаре GRUNDFOS","Для насосв DDA, DDC, DDE, DDI, DMX 221",20,"ZM1"]
[98071170,"Контргайка для резервуаров без резьбового отверстия GRUNDFOS","Для резервуаров 100 л (квадратный) или 1000 л (цилиндрический)",15,"ZM1"]
["   98164569        ","Электрическая мешалка GRUNDFOS","60L 0,09kWt SS 1x230V 50Hz",904,"ZM1"]
[98164573,"Электрическая мешалка GRUNDFOS","60L 0,09kWt PP 1x230V 50Hz",999,"ZM1"]
[98164575,"Электрическая мешалка GRUNDFOS","60L 0,09kWt PP 1x230V 50Hz",1403,"ZM1"]
[98164606,"Электрическая мешалка GRUNDFOS","100L 0,09kWt SS 1x230V 50Hz",927,"ZM1"]
[98164607,"Электрическая мешалка GRUNDFOS","100L 0,09kWt PP 1x230V 50Hz",1023,"ZM1"]
[98164609,"Электрическая мешалка GRUNDFOS","100L 0,09kWt PP 1x230V 50Hz",1427,"ZM1"]
[98164987,"Электрическая мешалка GRUNDFOS","200L 0,25kWt SS 1x230V 50Hz",951,"ZM1"]
[98164990,"Электрическая мешалка GRUNDFOS","200L 0,25kWt PP 1x230V 50Hz",1046,"ZM1"]
[98165152,"Электрическая мешалка GRUNDFOS","200L 0,25kWt PP 1x230V 50Hz",1451,"ZM1"]
[98165172,"Электрическая мешалка GRUNDFOS","300L 0,25kWt SS 1x230V 50Hz",1023,"ZM1"]
[98165175,"Электрическая мешалка GRUNDFOS","300L 0,25kWt PP 1x230V 50Hz",1118,"ZM1"]
[98165177,"Электрическая мешалка GRUNDFOS","300L 0,25kWt PP 1x230V 50Hz",1522,"ZM1"]
[98165253,"Электрическая мешалка GRUNDFOS","500L 0,25kWt SS 1x230V 50Hz",1094,"ZM1"]
[98165258,"Электрическая мешалка GRUNDFOS","500L 0,25kWt PP 1x230V 50Hz",1189,"ZM1"]
[98165259,"Электрическая мешалка GRUNDFOS","500L 0,25kWt PP 1x230V 50Hz",1593,"ZM1"]
[98165287,"Электрическая мешалка GRUNDFOS","1000L 0,55kWt SS 1x230V 50Hz",1213,"ZM1"]
[98165290,"Электрическая мешалка GRUNDFOS","1000L 0,55kWt PP 1x230V 50Hz",1308,"ZM1"]
[98165304,"Электрическая мешалка GRUNDFOS","1000L 0,55kWt PP 1x230V 50Hz",1712,"ZM1"]
[" 98165309       ","Электрическая мешалка GRUNDFOS","60L 0,09kWt SS 3x400V 50Hz",797,"ZM1"]
[98165310,"Электрическая мешалка GRUNDFOS","60L 0,09kWt PP 3x400V 50Hz",892,"ZM1"]
[98165318,"Электрическая мешалка GRUNDFOS","60L 0,09kWt PP 3x400V 50Hz",1296,"ZM1"]
[98165355,"Электрическая мешалка GRUNDFOS","100L 0,09kWt SS 3x400V 50Hz",820,"ZM1"]
[98165357,"Электрическая мешалка GRUNDFOS","100L 0,09kWt PP 3x400V 50Hz",916,"ZM1"]
[98165382,"Электрическая мешалка GRUNDFOS","100L 0,09kWt PP 3x400V 50Hz",1320,"ZM1"]
[98165385,"Электрическая мешалка GRUNDFOS","200L 0,25kWt SS 3x400V 50Hz",916,"ZM1"]
[98165386,"Электрическая мешалка GRUNDFOS","200L 0,25kWt PP 3x400V 50Hz",1011,"ZM1"]
[98165391,"Электрическая мешалка GRUNDFOS","200L 0,25kWt PP 3x400V 50Hz",1415,"ZM1"]
[98165393,"Электрическая мешалка GRUNDFOS","300L 0,25kWt SS 3x400V 50Hz",987,"ZM1"]
[98165432,"Электрическая мешалка GRUNDFOS","300L 0,25kWt PP 3x400V 50Hz",1082,"ZM1"]
[98165433,"Электрическая мешалка GRUNDFOS","300L 0,25kWt PP 3x400V 50Hz",1486,"ZM1"]
[98165435,"Электрическая мешалка GRUNDFOS","500L 0,25kWt SS 3x400V 50Hz",1058,"ZM1"]
[98165436,"Электрическая мешалка GRUNDFOS","500L 0,25kWt PP 3x400V 50Hz",1153,"ZM1"]
[98165437,"Электрическая мешалка GRUNDFOS","500L 0,25kWt PP 3x400V 50Hz",1558,"ZM1"]
[98165439,"Электрическая мешалка GRUNDFOS","1000L 0,55kWt SS 3x400V 50Hz",1189,"ZM1"]
[98165440,"Электрическая мешалка GRUNDFOS","1000L 0,55kWt PP 3x400V 50Hz",1284,"ZM1"]
[98165451,"Электрическая мешалка GRUNDFOS","1000L 0,55kWt PP 3x400V 50Hz",1688,"ZM1"]
[96446846,"Импульсный водосчетчик GRUNDFOS","Tmax 30 1,5m3/h 16Br ",296,"ZM1"]
[96446847,"Импульсный водосчетчик GRUNDFOS","Tmax 30 2,5m3/h 16Br ",296,"ZM1"]
[96482640,"Импульсный водосчетчик GRUNDFOS","Tmax 30 15,0m3/h 16Br ",296,"ZM1"]
[96482641,"Импульсный водосчетчик GRUNDFOS","Tmax 30 1,5m3/h 16Br ",296,"ZM1"]
[96482642,"Импульсный водосчетчик GRUNDFOS","Tmax 30 2,5m3/h 16Br ",1010,"ZM1"]
[96446848,"Импульсный водосчетчик GRUNDFOS","Tmax 50 15,0m3/h 16Br ",1010,"ZM1"]
[96446849,"Импульсный водосчетчик GRUNDFOS","Tmax 50 40,0m3/h 10Br ",2046,"ZM1"]
[96446850,"Импульсный водосчетчик GRUNDFOS","Tmax 50 60,0m3/h 10Br ",2280,"ZM1"]
[96446851,"Импульсный водосчетчик GRUNDFOS","Tmax 50 150,0m3/h 10Br ",3098,"ZM1"]
[96446897,"Импульсный водосчетчик GRUNDFOS","Tmax 90 1,5m3/h 16Br ",377,"ZM1"]
[96446898,"Импульсный водосчетчик GRUNDFOS","Tmax 90 2,5m3/h 16Br ",377,"ZM1"]
[96482643,"Импульсный водосчетчик GRUNDFOS","Tmax 90 1,5m3/h 16Br ",377,"ZM1"]
[96482644,"Импульсный водосчетчик GRUNDFOS","Tmax 90 2,5m3/h 16Br ",377,"ZM1"]
[96482645,"Импульсный водосчетчик GRUNDFOS","Tmax 90 15,0m3/h 16Br ",1010,"ZM1"]
[96446899,"Импульсный водосчетчик GRUNDFOS","Tmax 120 15,0m3/h 16Br ",2572,"ZM1"]
[96446900,"Импульсный водосчетчик GRUNDFOS","Tmax 120 40,0m3/h 10Br ",3589,"ZM1"]
[96446901,"Импульсный водосчетчик GRUNDFOS","Tmax 120 60,0m3/h 10Br ",3656,"ZM1"]
[96446902,"Импульсный водосчетчик GRUNDFOS","Tmax 120 150,0m3/h 10Br ",5468,"ZM1"]
[95730821,"Многофункциональный клапан GRUNDFOS","MFV-G5/8-16 PP/V U2",201,"ZM1"]
[95730822,"Многофункциональный клапан GRUNDFOS","MFV-G5/8-16 PP/E U2",201,"ZM1"]
[95730823,"Многофункциональный клапан GRUNDFOS","MFV-G5/8-16 PVC/V U2",201,"ZM1"]
[95730824,"Многофункциональный клапан GRUNDFOS","MFV-G5/8-16 PVC/E U2",201,"ZM1"]
[95730825,"Многофункциональный клапан GRUNDFOS","MFV-G5/8-16 PVC/T U2",254,"ZM1"]
[95730826,"Многофункциональный клапан GRUNDFOS","MFV-G5/8-16 PVDF/E U2",209,"ZM1"]
[95730827,"Многофункциональный клапан GRUNDFOS","MFV-G5/8-16 PVDF/T U2",209,"ZM1"]
[95730828,"Многофункциональный клапан GRUNDFOS","MFV-G5/8-16 PV/T U2",261,"ZM1"]
[96622359,"Контрольно-измерительный анализатор Conex® DIA/DIS GRUNDFOS","DIA-1, 1-P/R/D/HP/PA/F, W-G",2470,"М10"]
[96622366,"Контрольно-измерительный анализатор Conex® DIA/DIS GRUNDFOS","DIA-2, 1-D/HP 2-P, W-G",2819,"М10"]
[96609140,"Контрольно-измерительный анализатор Conex® DIA/DIS GRUNDFOS","DIA-2Q, 1-D/HP/PA 2-P/R/F, Q-W-G",2855,"М10"]
[96609122,"Контрольно-измерительный анализатор DIS-PR, DIS-D GRUNDFOS","DIS-PR, 1-P/R, W-G",1270,"М10"]
[96622392,"Контрольно-измерительный анализатор DIS-PR, DIS-D GRUNDFOS","DIS-D, 1-D, W-G",1235,"М10"]
[95737678,"Проточные измерительные ячейки GRUNDFOS","AQC-D11, P-AU-PCB-RCB, QS-T-G",3252,"М10"]
[95737683,"Проточные измерительные ячейки GRUNDFOS","AQC-D11, P-PT-PCB-RCB, QS-T-G",3422,"М10"]
[95737685,"Проточные измерительные ячейки GRUNDFOS","AQC-D11, P-PT-PCB-X, QS-T-G",3022,"М10"]
[95737689,"Проточные измерительные ячейки GRUNDFOS","AQC-D12, P-AU-PCB-RCB, QS-T-X",2726,"М10"]
[95737692,"Проточные измерительные ячейки GRUNDFOS","AQC-D12, P-PT-PCB-RCB, QS-T-X",2896,"М10"]
[95737695,"Проточные измерительные ячейки GRUNDFOS","AQC-D13, X-AU-PCB-RCB, QS-T-X",2820,"М10"]
[95737699,"Проточные измерительные ячейки GRUNDFOS","AQC-D13, X-PT-PCB-RCB, QS-T-X",2990,"М10"]
[98538049,"Шкаф управления GRUNDFOS","Control MPC-E 1x3 ESS-I +Pack",6141,"H"]
[98414989,"Шкаф управления GRUNDFOS","Control MPC-E 1x11 ESS-I +Pack",8875,"H"]
[98436266,"Шкаф управления GRUNDFOS","Control MPC-E 1x18,5 ESS-I +Pack",9674,"H"]
[98578239,"Шкаф управления GRUNDFOS","Control MPC-E 2x0,37 ESS-I+Pack",5989,"H"]
[98578236,"Шкаф управления GRUNDFOS","Control MPC-E 2x0,55 ESS-I+Pack",5989,"H"]
[98704751,"Шкаф управления GRUNDFOS","Control MPC-E 2x0,75 ESS-I+Pack",6204,"H"]
[98453947,"Шкаф управления GRUNDFOS","Control MPC-E 2x1,1 ESS-I+Pack",6554,"H"]
[98368298,"Шкаф управления GRUNDFOS","Control MPC-E 2x1,5 ESS-I+Pack",6576,"H"]
[98345536,"Шкаф управления GRUNDFOS","Control MPC-E 2x2,2 ESS-I+Pack",7152,"H"]
[98554842,"Шкаф управления GRUNDFOS","Control MPC-E 2x3 ESS-I+Pack",7904,"H"]
[98703538,"Шкаф управления GRUNDFOS","Control MPC-E 2x4 ESS-I+Pack",8289,"H"]
[98446990,"Шкаф управления GRUNDFOS","Control MPC-E 2x5,5 ESS-I+Pack",8333,"H"]
[98345695,"Шкаф управления GRUNDFOS","Control MPC-E 2x7,5 ESS-I+Pack",9198,"H"]
[98407484,"Шкаф управления GRUNDFOS","Control MPC-E 2x11 ESS-I+Pack",12062,"H"]
[98513145,"Шкаф управления GRUNDFOS","Control MPC-E 2x15 ESS-I+Pack",13513,"H"]
[98368416,"Шкаф управления GRUNDFOS","Control MPC-E 2x18,5 ESS-I+Pack",13732,"H"]
[98468347,"Шкаф управления GRUNDFOS","Control MPC-E 2x22 ESS-I+Pack",16469,"H"]
[97938797,"Шкаф управления GRUNDFOS","Control MPC-E 3x3 ESS-I+Pack",9718,"H"]
[98564923,"Шкаф управления GRUNDFOS","Control MPC-E 4x5,5 ESS-I+Pack",14911,"H"]
[96834555,"Шкаф управления GRUNDFOS","Control MPC-E 4x7,5 ESS-I+Pack",16074,"H"]
[98511003,"Шкаф управления GRUNDFOS","Control MPC-E 4x11 ESS-I+Pack",21199,"H"]
[98434733,"Шкаф управления GRUNDFOS","Control MPC-E 4x15 ESS-I+Pack",23970,"H"]
[97502988,"Шкаф управления GRUNDFOS","Control MPC-F 3x37 SD + Pack",26992,"H"]
[96837629,"Шкаф управления GRUNDFOS","Control MPC-S 3x0,37 DOL + Pack",3940,"H"]
[96837648,"Шкаф управления GRUNDFOS","Control MPC-S 4x0,37 DOL + Pack",4332,"H"]
[97942968,"Отдельный преобразователь частоты GRUNDFOS","CUE 3x380-500V IP20 110kW 212A/200A",8092,"Z"]
[97942970,"Отдельный преобразователь частоты GRUNDFOS","CUE 3x380-500V IP20 132kW 260A/240A",8613,"Z"]
[97942992,"Отдельный преобразователь частоты GRUNDFOS","CUE 3x380-500V IP20 160kW 315A/300A",10510,"Z"]
[97942993,"Отдельный преобразователь частоты GRUNDFOS","CUE 3x380-500V IP20 200kW 395A/380A",12591,"Z"]
[97942994,"Отдельный преобразователь частоты GRUNDFOS","CUE 3x380-500V IP20 250kW 480A/460A",16160,"Z"]
[97942995,"Отдельный преобразователь частоты GRUNDFOS","CUE 3x380-500V IP55 110kW 212A/200A",8545,"Z"]
[97942996,"Отдельный преобразователь частоты GRUNDFOS","CUE 3x380-500V IP55 132kW 260A/240A",10064,"Z"]
[97942999,"Отдельный преобразователь частоты GRUNDFOS","CUE 3x380-500V IP55 160kW 315A/300A",11836,"Z"]
[97943000,"Отдельный преобразователь частоты GRUNDFOS","CUE 3x380-500V IP55 200kW 395A/380A",13817,"Z"]
[97943001,"Отдельный преобразователь частоты GRUNDFOS","CUE 3x380-500V IP55 250kW 480A/460A",18535,"Z"]
[97775146,"Выходной фильтр GRUNDFOS","Filter 200-500 180A IP23 130B3183",8024,"Z"]
[97775148,"Выходной фильтр GRUNDFOS","Sine Wave 200-500 115A IP20 130B3181",10761,"Z"]
[97775149,"Выходной фильтр GRUNDFOS","Filter 200-500 180A IP23 130B3183",12941,"Z"]
[98606900,"Цоколь для корпуса D1h GRUNDFOS","CUE 110-250kW",320,"Z"]
[98606903,"Цоколь для корпуса D2h GRUNDFOS","CUE 110-250kW",335,"Z"]
[91072075,"Датчик давления GRUNDFOS","MBS3000-2421-1AB08 0-4 BAR 4-20MA",135,"Z"]
[97563359,"Датчик измерения расхода GRUNDFOS","MAG 3100 DN50 PN40 ",1363,"Z"]
[97563360,"Датчик измерения расхода GRUNDFOS","MAG 3100 DN65 PN16 ",1380,"Z"]
[97563371,"Датчик измерения расхода GRUNDFOS","MAG 3100 DN80 PN16 ",1401,"Z"]
[97563372,"Датчик измерения расхода GRUNDFOS","MAG 3100 DN100 PN16 ",1462,"Z"]
[97563373,"Датчик измерения расхода GRUNDFOS","MAG 3100 DN125 PN16 ",1735,"Z"]
[97563374,"Датчик измерения расхода GRUNDFOS","MAG 3100 DN150 PN16 ",1987,"Z"]
[97563375,"Датчик измерения расхода GRUNDFOS","MAG 3100 DN200 PN10 ",2317,"Z"]
[97563376,"Датчик измерения расхода GRUNDFOS","MAG 3100 DN250 PN10 ",2861,"Z"]
[97563377,"Датчик измерения расхода GRUNDFOS","MAG 3100 DN300 PN10 ",4015,"Z"]
[97563378,"Датчик измерения расхода GRUNDFOS","MAG 5100 DN50 PN16 ",1073,"Z"]
[97563379,"Датчик измерения расхода GRUNDFOS","MAG 5100 DN65 PN16 ",1086,"Z"]
[97563380,"Датчик измерения расхода GRUNDFOS","MAG 5100 DN80 PN16 ",1098,"Z"]
[97563381,"Датчик измерения расхода GRUNDFOS","MAG 5100 DN100 PN16 ",1145,"Z"]
[97563382,"Датчик измерения расхода GRUNDFOS","MAG 5100 DN125 PN16 ",1344,"Z"]
[97563383,"Датчик измерения расхода GRUNDFOS","MAG 5100 DN150 PN16 ",1528,"Z"]
[97563384,"Датчик измерения расхода GRUNDFOS","MAG 5100 DN200 PN10 ",1773,"Z"]
[98093026,"Датчик измерения расхода GRUNDFOS","MAG 5100 DN200 PN16 ",1841,"Z"]
[97563385,"Датчик измерения расхода GRUNDFOS","MAG 5100 DN250 PN10 ",2195,"Z"]
[98099402,"Датчик измерения расхода GRUNDFOS","MAG 5100 DN250 PN16 ",2296,"Z"]
[97563386,"Датчик измерения расхода GRUNDFOS","MAG 5100 DN300 PN10 ",3257,"Z"]
[98099403,"Датчик измерения расхода GRUNDFOS","MAG 5100 DN300 PN16 ",3422,"Z"]
[97563387,"Преобразователь GRUNDFOS","MAG 5000 115-230V",1206,"Z"]
[97563388,"Преобразователь GRUNDFOS","MAG 5000 11-30 В DC",1206,"Z"]
[98545525,"Преобразователь GRUNDFOS","MAG 6000 115-230V",1420,"Z"]
[98545524,"Преобразователь GRUNDFOS","MAG 6000 11-30 В DC",1420,"Z"]
[97563389,"Принадлежности GRUNDFOS","MAG5000/6000",297,"Z"]
[97563390,"Принадлежности GRUNDFOS","Соединительный кабель 5m",76,"Z"]
[97563391,"Принадлежности GRUNDFOS","Соединительный кабель 10m",147,"Z"]
[97563392,"Принадлежности GRUNDFOS","Набор для герметизации распределительной коробки датчика",185,"Z"]
[98545530,"Принадлежности GRUNDFOS","Плата Modbus RTU для MAG6000",298,"Z"]
[97530463,"Шкаф управления GRUNDFOS","RU-Control DC-S 1x4-5,9A SD-II 4",3580,"Z"]
[97530464,"Шкаф управления GRUNDFOS","RU-Control DC-S 1x6-8,9A SD-II 4",3592,"Z"]
[97530484,"Шкаф управления GRUNDFOS","RU-Control DC-S 1x9-12,9A SD-II 4",3592,"Z"]
[97530494,"Шкаф управления GRUNDFOS","RU-Control DC-S 1x4-5,9A SD-ABP-II 4",4324,"Z"]
[97530495,"Шкаф управления GRUNDFOS","RU-Control DC-S 1x6-8,9A SD-ABP-II 4",4361,"Z"]
[97530496,"Шкаф управления GRUNDFOS","RU-Control DC-S 1x9-12,9A SD-ABP-II 4",4384,"Z"]
[97792897,"Мембранный бак GRUNDFOS","GT-D MembrantaNK300 V",426,"Z"]
[96556002,"Мембранный бак GRUNDFOS","GT-H-24 PN10 G2/4 V",242,"Z"]

{"sheet":"Лист3","index":2,"n_rows":0,"n_cols":0,"rows_kept":0}